## Rate Card (Cost)
** CAN BE CIRCULATED TO SUB-CONTRACTORS **
Visionstream - Rate Card (Cost Values)
Updated for Rate ID 28 (From Oct 2016 - Current)
Business Unit | ItemCode | Code Description | Code Unit | NP03 | NP04 | NP07 | NP08 | NP09 | NP10
Maintenance and Provisioning | 113 | Design Time For Network Rearrangement-Chargeable To End Customer | Time - 15 minute blocks | 12.17 | 12.17 | 12.17 | 12.17 | 12.17 | 12.17
Maintenance and Provisioning | 122 | Network Availability Investigation | Per order | 79.47 | 79.47 | 79.47 | 79.47 | 79.47 | 79.47
Maintenance and Provisioning | 124 | Installation Of 20mm Green Pipe And/Or Service lead-In Aerial Or With An Open Trench | One code per dwelling unit | 83.56 | 83.56 | 83.56 | 83.57 | 83.57 | 83.56
Maintenance and Provisioning | 129 | Provision new Move (Within Same Customer Service Area Boundary) Or Disconnect End Customer data Service | Per TCData TLRD work order/ICMS order | 78.45 | 78.45 | 78.45 | 78.45 | 78.45 | 78.45
Maintenance and Provisioning | 131 | Provision Of new Or Rearrangement Of Complex Service For Business End Customer | Per SOM or primary order | 98.78 | 98.78 | 98.78 | 98.78 | 98.79 | 98.78
Maintenance and Provisioning | 134 | Provision Or relinquish Network Link (Core network) | Per MELO, TRCO, TCO order | 98.15 | 98.15 | 98.15 | 98.15 | 98.15 | 98.15
Maintenance and Provisioning | 135 | System Sign Off Of Melo/TRCO (Non Chargeable) | Per MELO, TRCO, TCO order | 0 | 0 | 0 | 0 | 0 | 0
Maintenance and Provisioning | 163 | Provision Of Service At Exchange Or Cabinet | Per order | 24.42 | 24.42 | 24.42 | 24.42 | 24.42 | 24.42
Maintenance and Provisioning | 164 | Provision Of Service At Exchange And Cabinet | Per order | 39.95 | 39.95 | 39.95 | 39.95 | 39.95 | 39.95
Maintenance and Provisioning | 165 | Provision Of Service From Exchange And/Or Cabinet To Chorus Network Demarcation | Per order | 79.54 | 79.54 | 79.54 | 79.54 | 79.54 | 79.54
Maintenance and Provisioning | 166 | Installation Of Simple Customer Premises Equipment | Per order | 100.84 | 100.84 | 100.84 | 100.84 | 100.84 | 100.84
Maintenance and Provisioning | 167 | Provision Of New VDSL Fibre Ready Service | Per Site | 75.77 | 75.77 | 75.77 | 75.77 | 75.77 | 75.77
Maintenance and Provisioning | 168 | Provision Of New VDSL Service For Consumer Or Business End Customer | Per order | 126.62 | 126.62 | 126.62 | 126.62 | 126.62 | 126.62
Maintenance and Provisioning | 169 | Provision Of VDSL Service At VDSL Wired Premises | Per Site | 91.91 | 91.91 | 91.91 | 91.91 | 91.91 | 91.91
Maintenance and Provisioning | 174 | Install Next generation CPE | Per order | 82.73 | 82.73 | 82.73 | 82.73 | 82.73 | 82.73
Maintenance and Provisioning | 180 | Failed Installation | NULL | 99.41 | 99.41 | 99.41 | 99.41 | 99.41 | 99.41
Maintenance and Provisioning | 181 | No Fault Found (Failed Installation) | Per Site | 52.26 | 52.26 | 52.26 | 52.26 | 52.26 | 52.26
Maintenance and Provisioning | 182 | Temporary Disconnect | Per Site | 44.86 | 44.86 | 44.86 | 44.86 | 44.86 | 44.86
Maintenance and Provisioning | 189 | Customer Cancellation | Per Site | 34.42 | 34.42 | 34.42 | 34.42 | 34.42 | 34.42
Maintenance and Provisioning | 191 | Miscellaneous Provision Job (Time) - Non Customer Charge | Time - 15 minute blocks | 11.79 | 11.79 | 11.79 | 11.79 | 11.79 | 11.79
Maintenance and Provisioning | 192 | Miscellaneous Provision Job (Materials) - Non Customer Charge | Per order - materials | bar: NP03 to NP10
Maintenance and Provisioning | 193 | Miscellaneous Provision Job - Bulk Jumpering | Time - 15 minute blocks | 16.53 | 16.53 | 16.53 | 16.53 | 16.53 | 16.53
Maintenance and Provisioning | 194 | Miscellaneous Provision Job (Time) - Customer Charge | Time - 15 minute blocks | 11.79 | 11.79 | 11.79 | 11.79 | 11.79 | 11.79
Maintenance and Provisioning | 195 | Miscellaneous Provision Job (Materials) - Customer Charge | Per order - materials | bar: NP03 to NP10
Maintenance and Provisioning | 196 | Miscellaneous Provision Job (Travel) - Non Customer Charging | Per order | 11.79 | 11.79 | 11.79 | 11.79 | 11.79 | 11.79
Maintenance and Provisioning | 201 | Installation Of An xDSL Splitter On Existing Wiring | Per Splitter | 30.85 | 30.85 | 30.85 | 30.85 | 30.85 | 30.85
Maintenance and Provisioning | 202 | Installation Of CAT6 Or Better Wiring And An RJ45 Outlet | Per Splitter | 27.04 | 27.04 | 27.04 | 27.04 | 27.04 | 27.04
Maintenance and Provisioning | 203 | Installation Of An xDSL Splitter With CAT6 Or Better Wiring And RJ45 Outlet | Per Splitter | 47.07 | 47.07 | 47.07 | 47.07 | 47.07 | 47.07
Maintenance and Provisioning | 204 | Site Visit To Customer Premises | Per SIte | 9.05 | 9.05 | 9.05 | 9.05 | 9.05 | 9.05
Maintenance and Provisioning | 205 | Temporary Disconnect Additional Aerial Lead-In Span | Per SIte | 24.95 | 24.95 | 24.95 | 24.95 | 24.95 | 24.95
Maintenance and Provisioning | 295 | UCLL Port Change | Per order | 90.11 | 90.11 | 90.11 | 90.11 | 90.11 | 90.11
Maintenance and Provisioning | 296 | Customer Cancelled/COCL | Per order | 26.61 | 26.61 | 26.61 | 26.61 | 26.61 | 26.61
NGA - SDU or ROW | 296N | NGA Customer cancelled/COCL | Per Order | 26.61 | 26.61 | 26.61 | 26.61 | 26.61 | 26.61
Maintenance and Provisioning | 297 | Premises Fault | Per order | 68.83 | 68.83 | 68.83 | 68.83 | 68.83 | 68.83
NGA - SDU or ROW | 297N | NGA Premises fault | Per Order | 68.83 | 68.83 | 68.83 | 68.83 | 68.83 | 68.83
Maintenance and Provisioning | 298 | Service Provider NGA CPE | Per Site | 64.14 | 64.14 | 64.14 | 64.14 | 64.14 | 64.14
NGA - SDU or ROW | 298N | NGA Service Provider NGA CPE | Per Order | 64.14 | 64.14 | 64.14 | 64.14 | 64.14 | 64.14
Maintenance and Provisioning | 299 | No Fault Found - Outside Plant | Per order | 42.57 | 42.57 | 42.57 | 42.57 | 42.57 | 42.57
NGA - SDU or ROW | 299N | NGA NO FAULT FOUND | Per Order | 42.57 | 42.57 | 42.57 | 42.57 | 42.57 | 42.57
Maintenance and Provisioning | 301 | Above ground fault - from exchange EN to point of entry (POE) | Per order | 84.53 | 84.53 | 84.53 | 84.53 | 84.53 | 84.53
Maintenance and Provisioning | 302 | Below Ground Reported Damaged PE Or Lead Cable (Sheath Only) | Per order | 125.89 | 125.89 | 125.89 | 125.89 | 125.89 | 125.89
Maintenance and Provisioning | 303 | Below ground fault (locate and repair cable fault 1-100 pair) includes 20 metre overlays or less | Per order | 353.8 | 353.8 | 353.8 | 353.8 | 353.8 | 353.8
Maintenance and Provisioning | 304 | Below ground fault (locate and repair cable fault 101-400 pair) | Per order | 498.37 | 498.37 | 498.37 | 498.37 | 498.37 | 498.37
Maintenance and Provisioning | 306 | Replace pole and transfer plant and hardware onto new pole | Per order (per pole) | 813.9 | 813.9 | 813.9 | 813.9 | 813.9 | 813.9
Maintenance and Provisioning | 307 | Change faulty cable pair (Uneconomic to repair) | Per order | 37.11 | 37.11 | 37.11 | 37.11 | 37.11 | 37.11
Maintenance and Provisioning | 308 | Above Ground Fault (Locate And Repair Cable Fault And/Or Sheath Damage | Per order | 168.89 | 168.89 | 168.89 | 168.89 | 168.89 | 168.89
Maintenance and Provisioning | 311 | NGA – Premises Located ONT (Chorus Demarcation) | Per Site | 49.34 | 49.34 | 49.34 | 49.34 | 49.34 | 49.34
NGA - SDU or ROW | 311N | NGA - Premises located ONT (Chorus Demarcation) | Per Order | 49.34 | 49.34 | 49.34 | 49.34 | 49.34 | 49.34
Maintenance and Provisioning | 313 | Below Ground Fault (Locate And Repair Ribbonet to 12-way capacity | Per Site | 0 | 0 | 0 | 0 | 0 | 0
Maintenance and Provisioning | 390 | Time and Materials fault | Time - 15 minute blocks and materials | 11.79 | 11.79 | 11.79 | 11.79 | 11.79 | 11.79
Maintenance and Provisioning | 391 | Pressure Time and Materials | Time - 15 minute blocks and materials | 11.79 | 11.79 | 11.79 | 11.79 | 11.79 | 11.79
Maintenance and Provisioning | 392 | Fibre Restoration Time and Materials | Time - 15 minute blocks and materials | 11.79 | 11.79 | 11.79 | 11.79 | 11.79 | 11.79
NGA - SDU or ROW | 392N | NGA Fibre Restoration Time and Materials | T&M | 11.79 | 11.79 | 11.79 | 11.79 | 11.79 | 11.79
Maintenance and Provisioning | 401 | Restoration of link systems 2 megabytes and greater (including Mux, AMR, DMR and IP Links) | Per order | 218.13 | 218.13 | 218.13 | 218.13 | 218.13 | 218.13
Maintenance and Provisioning | 402 | Restoration Of End-Customer Service On Dslam, Dstn, Pstn, Isdn, Atm, Ngn And Analogue Equipment Up To And Including Line Card | Per order | 125.72 | 125.72 | 125.72 | 125.72 | 125.72 | 125.72
Maintenance and Provisioning | 403 | Restoration Of End-Customer Service On DSLAM, DSTN, PSTN, ISDN, ATM, NGN And Analogue Equipment, Excluding The Line Card | Per order | 159.64 | 159.64 | 159.64 | 159.64 | 159.64 | 159.64
Maintenance and Provisioning | 407 | Change faulty port or reset port | Per order | 92.71 | 92.71 | 92.71 | 92.71 | 92.71 | 92.71
Maintenance and Provisioning | 412 | NGA - Up To And Including POLT Line Card | Per Site | 135.37 | 135.37 | 135.37 | 135.37 | 135.37 | 135.37
Maintenance and Provisioning | 490 | Miscellaneous Inside Fault | Time - 15 minute blocks and materials | 12.14 | 12.14 | 12.14 | 12.14 | 12.14 | 12.14
Maintenance and Provisioning | 491 | Inside Fault - Telehousing/ colocation | Time - 15 minute blocks and materials | 12.14 | 12.14 | 12.14 | 12.14 | 12.14 | 12.14
Maintenance and Provisioning | 499 | Found OK inside faults - or refer to other party | Per order | 125.57 | 125.57 | 125.57 | 125.57 | 125.57 | 125.57
Maintenance and Provisioning | 501 | NMRs 281, 287 Rigging Inspection And Maintenance On Towers Up To 25 Metres (12 monthly) | Per order (Per Structure) | 462.88 | 462.88 | 462.88 | 462.88 | 462.88 | 462.88
Maintenance and Provisioning | 502 | NMRS 291, 297 Rigging Inspection And Maintenance On Towers Over 25 Metres (12 Monthly) | Per order (Per Structure) | 665.53 | 665.53 | 665.53 | 665.53 | 665.53 | 665.53
Maintenance and Provisioning | 503 | NMRS 282, 288 AND 290 Rigging Inspection And Maintenance On Towers Up To 25 Metres (Three Yearly) | Per order (Per Structure) | 683.36 | 683.36 | 683.36 | 683.36 | 683.36 | 683.36
Maintenance and Provisioning | 504 | NMRS 292, 298 Rigging Inspection And Maintenance On Towers Over 25 Metres (Three Yearly) | Per order (Per Structure) | 750.18 | 750.18 | 750.18 | 750.18 | 750.18 | 750.18
Maintenance and Provisioning | 505 | NMR 284 Rigging Inspection And Maintenance On Towers Up To 25 Metres (12 Monthly) | Per order (Per Structure) | 834.63 | 834.63 | 834.63 | 834.63 | 834.63 | 834.63
Maintenance and Provisioning | 506 | NMR 294 Rigging Inspection And Maintenance On Towers Over 25 Metres (12 Monthly) | Per order (Per Structure) | 969.84 | 969.84 | 969.84 | 969.84 | 969.84 | 969.84
Maintenance and Provisioning | 507 | NMR 285 Rigging Inspection And Maintenance On Towers To Up 25 Metres (Three Yearly) | Per order (Per Structure) | 1012.84 | 1012.84 | 1012.84 | 1012.84 | 1012.84 | 1012.84
Maintenance and Provisioning | 508 | NMR 295 Rigging Inspection And Maintenance On Towers Over 25 Metres (Three Yearly) | Per order (Per Structure) | 1092.82 | 1092.82 | 1092.82 | 1092.82 | 1092.82 | 1092.82
Maintenance and Provisioning | 509 | NMR 299 Rigging Inspection And Maintenance Antenna/Buildings (12 Monthly) | Per order (Per Structure) | 520.18 | 520.18 | 520.18 | 520.18 | 520.18 | 520.18
Maintenance and Provisioning | 510 | Consultant Engineer Inspection And Maintenance | Per order (Per Structure) | 1896.95 | 1896.95 | 1896.95 | 1896.95 | 1896.95 | 1896.95
Maintenance and Provisioning | 641 | NMR 141 TO 145 Alcatel-Lucent Air Filters Inspection And Replacement (6-12 Month) | Per order (Per Device) | 32.98 | 32.98 | 32.98 | 32.98 | 32.98 | 32.98
Maintenance and Provisioning | 650 | NMR 216, CMAR (Customer Multi Access Radio) maintenance (1 yearly) | Per order (Per CMAR Outstation) | 101.38 | 101.38 | 101.38 | 101.38 | 101.38 | 101.38
Maintenance and Provisioning | 651 | NMR 215, CMAR configuration backup and time setting (3 monthly) | Per order (Per CMAR Central Station System) | 97.17 | 97.17 | 97.17 | 97.17 | 97.17 | 97.17
Maintenance and Provisioning | 652 | NMRs 201 and 260, digital microwave maintenance (twelve monthly) | Per order (Per Transmit / Receive Pair at each site) | 55.55 | 55.55 | 55.55 | 55.55 | 55.55 | 55.55
Maintenance and Provisioning | 653 | NMRs 203 and 204, DMR links maintenance (12 Monthly) | Per order (Per Transmit / Receive Pair at each site) | 84.89 | 84.89 | 84.89 | 84.89 | 84.89 | 84.89
Maintenance and Provisioning | 656 | NMR 233 and 234 FOTS links maintenance (12 monthly) | Per order (Per Transmit / Receive Pair) | 63.82 | 63.82 | 63.82 | 63.82 | 63.82 | 63.82
Maintenance and Provisioning | 657 | NMR 241, High-Order And Skip Multiplex (12 Monthly) | Per order (Per MUX Block) | 48.4 | 48.4 | 48.4 | 48.4 | 48.4 | 48.4
Maintenance and Provisioning | 658 | NMR 247, Generic Clock Distribution (12 Monthly) | Per order (Per Subrack or Functional Unit) | 35.24 | 35.24 | 35.24 | 35.24 | 35.24 | 35.24
Maintenance and Provisioning | 660 | NMR 273, air filters on SDH FOTs bearer (3 and 6 monthly) | Per order (Per System) | 42.28 | 42.28 | 42.28 | 42.28 | 42.28 | 42.28
Maintenance and Provisioning | 661 | NMR 276 And 277, DWDM Air Filters And Alcatel-Lucent MPT Air Filters (3, 6 Or 12 Monthly) | Per order (Per Device) | 41.23 | 41.23 | 41.23 | 41.23 | 41.23 | 41.23
Maintenance and Provisioning | 662 | NMR 315, Alcatel-Lucent 7300 ASAM And 7340 FTTP (6 Or 12 Monthly) | Per order (Per Rack) | 30.59 | 30.59 | 30.59 | 30.59 | 30.59 | 30.59
Maintenance and Provisioning | 663 | NMR 275 and 316, ATM, MAINSTREET and PACNET, ADSL Nokia RAN air filters (6 monthly) | Per order (Per Device) | 53.1 | 53.1 | 53.1 | 53.1 | 53.1 | 53.1
Maintenance and Provisioning | 664 | NMR 205, Digital Microwave (12 monthly) | Per order (Per System) | 70.33 | 70.33 | 70.33 | 70.33 | 70.33 | 70.33
Build Services / UFB | 703 | Install Aerial Fibre Service Lead (1 Span) | Per order | 74.41 | 74.41 | 74.41 | 74.41 | 74.41 | 74.41
Build Services / UFB | 705 | Span Rate for Aerial Fibre Service Lead (> 1 Span) | Per order | 30.23 | 30.23 | 30.23 | 30.23 | 30.23 | 30.23
Build Services / UFB | 707 | Install Fibre Service Lead Through Communal Network to Boundary (non ABF) | Per order | 228.56 | 228.56 | 228.56 | 228.56 | 228.56 | 228.56
Build Services / UFB | 733 | Install Surface Mounted Service Conduit | Per M | 7.37 | 7.37 | 7.37 | 7.37 | 7.37 | 7.37
Build Services / UFB | 734 | Install Fibre ETP | Each | 51.03 | 51.03 | 51.03 | 51.03 | 51.03 | 51.03
Build Services / UFB | 735 | Extend Communal Pole Infrastructure (ABF) | Pole | 152.05 | 152.05 | 152.05 | 152.05 | 152.05 | 152.05
Build Services / UFB | 736 | Extend Communal Poletop Infrastructure | Per Equipment | 249.45 | 249.45 | 249.45 | 249.45 | 249.45 | 249.45
Build Services / UFB | 741 | Install Service Lead From End of Communal Network to fibre ETP Location (non ABF) | Each | 83 | 83 | 83 | 83 | 83 | 83
Build Services / UFB | 745 | Extra Rate for Installing Fibre Service Lead From End of Communal Network to Fibre ETP (non ABF) | Per M | 1.7 | 1.7 | 1.7 | 1.7 | 1.7 | 1.7
Build Services / UFB | 760 | Standard Lateral | Per Lateral | 341.01 | 341.01 | 341.01 | 341.01 | 341.01 | 341.01
Build Services / UFB | 761 | Standard Lateral – Extra Rate for Additional Tubes | Per Lateral | 22.49 | 22.49 | 22.49 | 22.49 | 22.49 | 22.49
Maintenance and Provisioning | 805 | NMR 481 AC power plant: main switchboard inspection (2 yearly) | Per order (Per Switchboard) | 135.29 | 135.29 | 135.29 | 135.29 | 135.29 | 135.29
Maintenance and Provisioning | 807 | NMR 409 DC Distribution Board, EOR Cabinet Inspection (24 Monthly) | Per order (Per Distribution Board) | 95.27 | 95.27 | 95.27 | 95.27 | 95.27 | 95.27
Maintenance and Provisioning | 808 | NMR 401 Rack Power (2 Yearly) | Per order (Per Rack Power Supply) | 84.55 | 84.55 | 84.55 | 84.55 | 84.55 | 84.55
Maintenance and Provisioning | 809 | NMR 402 DC Power Batteries: Full Discharge (12 Monthly) | Per order (per String) | 321.32 | 321.32 | 321.32 | 321.32 | 321.32 | 321.32
Maintenance and Provisioning | 811 | NMR 405 DC Power Plant: Central DC Plant (2 Yearly) | Per order (per Site) | 152.2 | 152.2 | 152.2 | 152.2 | 152.2 | 152.2
Maintenance and Provisioning | 812 | NMR 406 DC power batteries record and check battery readings (6 month and 2 yearly) | Per order (Per String) | 143.08 | 143.08 | 143.08 | 143.08 | 143.08 | 143.08
Maintenance and Provisioning | 814 | NMR 410 DC power solar sites inspection (12 monthly) | Per order (Per inspection of the Solar Array and associated Components only) | 169.48 | 169.48 | 169.48 | 169.48 | 169.48 | 169.48
Maintenance and Provisioning | 815 | NMR 411 DC power small remote site inspection: CMAR, PCM cabinet etc. (2 yearly) | Per order (Per Site) | 170.14 | 170.14 | 170.14 | 170.14 | 170.14 | 170.14
Maintenance and Provisioning | 816 | NMR 412 – SITE INSPECTION WHISPER & USC CABINETS FITTED WITH ISAM (5 yearly) | Per order (Per Structure) | 75.14 | 75.14 | 75.14 | 75.14 | 75.14 | 75.14
Maintenance and Provisioning | 826 | NMR 447 450 Air Conditioning Filter Inspection | Per order (Per System) | 60.69 | 60.69 | 60.69 | 60.69 | 60.69 | 60.69
Maintenance and Provisioning | 827 | NMR 451 air conditioning inspection of fresh air system (12 monthly) | Per order (per Fresh Air Unit) | 78.1 | 78.1 | 78.1 | 78.1 | 78.1 | 78.1
Maintenance and Provisioning | 828 | NMR 452 inspection of air conditioning controls (2 yearly) | Per order (per Control Unit) | 114.58 | 114.58 | 114.58 | 114.58 | 114.58 | 114.58
Maintenance and Provisioning | 831 | NMR 411 inspection DC power small remote site: CMAR, PCM Cabinet, double string battery, (2 yearly) | Per order (Per Site) | 157 | 157 | 157 | 157 | 157 | 157
Maintenance and Provisioning | 832 | NMR 491 Miscellaneous NMR | Per order | bar: NP03 to NP10
Maintenance and Provisioning | 904 | Dry Air Machine NMR - NMR 462 | Per order (per Air Dryer) | 67.86 | 67.86 | 67.86 | 67.86 | 67.86 | 67.86
Maintenance and Provisioning | 907 | Wind Generation System – NMR 424 for Air-X and Ampair Wind Generators | Per Site | 67.92 | 67.92 | 67.92 | 67.92 | 67.92 | 67.92
Maintenance and Provisioning | 908 | Wind Generation System – NMR 425 for Proven Wind Turbines | Per Site | 67.88 | 67.88 | 67.88 | 67.88 | 67.88 | 67.88
Maintenance and Provisioning | 999 | No Service Company Payment | Per Order | 0 | 0 | 0 | 0 | 0 | 0
Build Services / UFB | A02 | Install Equipment Rack Or Enclosed Cabinet | Per equipment rack or cabinet | 673.36 | 673.36 | 673.36 | 673.36 | 673.36 | 673.36
Build Services / UFB | A04 | Install Rack Mounted Device Into Any Roadside Cabinet, Exchange Equipment Rack Or Enclosed Cabinet - EASY | Per small (3RU or less) router or switch | 79.23 | 79.23 | 79.23 | 79.23 | 79.23 | 79.23
Build Services / UFB | A04A | Install Rack Mounted Device Into Any Roadside Cabinet, Exchange Equipment Rack Or Enclosed Cabinet - MEDIUM | Per equipment subrack or shelf | 459.97 | 459.97 | 459.97 | 459.97 | 459.97 | 459.97
Build Services / UFB | A04B | Install Rack Mounted Device Into Any Roadside Cabinet, Exchange Equipment Rack Or Enclosed Cabinet - HARD | Per large network router or switch | 307.22 | 307.22 | 307.22 | 307.22 | 307.22 | 307.22
Build Services / UFB | A04C | Install Rack Mounted Device Into Any Roadside Cabinet, Exchange Equipment Rack Or Enclosed Cabinet - PASSIVE | Per Rack | 62.68 | 62.68 | 62.68 | 62.68 | 62.68 | 62.68
Build Services / UFB | A05 | Install and commission of up to ten cards per site | Up to a maximum of ten cards | 141 | 141 | 141 | 141 | 141 | 152.39
Build Services / UFB | A05A | Decommission and remove up to ten cards per site | Per Site | 89.65 | 89.65 | 89.65 | 99.34 | 89.65 | 99.34
Build Services / UFB | A06 | Install 120 Ohm 2DF Panel | Per 2DF panel | 78.69 | 78.69 | 78.69 | 78.69 | 78.69 | 81.53
Build Services / UFB | A07 | Install Twisted Pair Cables (Exchange Site) | Per 16 pair groups | 130.24 | 130.24 | 130.24 | 130.24 | 130.24 | 133.09
Build Services / UFB | A09E | DSL Migration - Active Cabinet (up to 48 ports) | 1st 48 ports | 788.44 | 788.44 | 788.44 | 788.44 | 788.44 | 788.44
Build Services / UFB | A09F | DSL Migration - Active Cabinet For 1 Extra DSL card (up to an extra 48 Ports) | extra DSL card or part thereof | 316.96 | 316.96 | 316.96 | 316.96 | 316.96 | 316.96
Build Services / UFB | A09G | Retrofit Existing Whisper Active Cabinet - Replace an ASAM/DSLAM with an ISAM (with Fibre) | Per Cabinet | 7344.91 | 7344.91 | 7344.91 | 7344.91 | 7344.91 | 7344.91
Build Services / UFB | A09H | Retrofit Existing USC Active Cabinet - Replace an ASAM/DSLAM with an ISAM (with fibre) | Per Cabinet | 7592.64 | 7592.64 | 7592.64 | 7592.64 | 7592.64 | 7592.64
Build Services / UFB | A1 | Per metre rate (includes running loops to a safe point below the power) | linear metre | 9.5 | 9.5 | 9.5 | 9.5 | 9.5 | 9.5
Build Services / UFB | A1.10A | Manage and install 116f loop down and up pole and into Channel pit via split duct | each | 182 | 182 | 182 | 182 | 182 | 182
Build Services / UFB | A1.10B | Manage and install 116f loop down and up pole and into Channel pit via split duct | each | 182 | 182 | 182 | 182 | 182 | 182
Build Services / UFB | A1.10C | Manage and install 116f loop down and up pole and into Channel pit via split duct | each | 182 | 182 | 182 | 182 | 182 | 182
Build Services / UFB | A1.10D | Manage and install 116f loop down and up pole and into Channel pit via split duct | each | 182 | 182 | 182 | 182 | 182 | 182
Build Services / UFB | A1.11A | Manage and install 116f single cable down pole and into Channel pit, control joint or any underground haul section. | each | 97 | 97 | 97 | 97 | 97 | 97
Build Services / UFB | A1.11B | Manage and install 116f single cable down pole and into Channel pit, control joint or any underground haul section. | each | 97 | 97 | 97 | 97 | 97 | 97
Build Services / UFB | A1.11C | Manage and install 116f single cable down pole and into Channel pit, control joint or any underground haul section. | each | 97 | 97 | 97 | 97 | 97 | 97
Build Services / UFB | A1.11D | Manage and install 116f single cable down pole and into Channel pit, control joint or any underground haul section. | each | 97 | 97 | 97 | 97 | 97 | 97
Build Services / UFB | A1.1A | Install 1 attachment on pole | each | 22.61 | 22.61 | 22.61 | 22.61 | 22.61 | 22.61
Build Services / UFB | A1.1B | Install 1 attachment on pole | each | 22.61 | 22.61 | 22.61 | 22.61 | 22.61 | 22.61
Build Services / UFB | A1.1C | Install 1 attachment on pole | each | 22.61 | 22.61 | 22.61 | 22.61 | 22.61 | 22.61
Build Services / UFB | A1.1D | Install 1 attachment on pole | each | 22.61 | 22.61 | 22.61 | 22.61 | 22.61 | 22.61
Build Services / UFB | A1.2A | Install 2 attachments on pole | each | 27.91 | 27.91 | 27.91 | 27.91 | 27.91 | 27.91
Build Services / UFB | A1.2B | Install 2 attachments on pole | each | 27.91 | 27.91 | 27.91 | 27.91 | 27.91 | 27.91
Build Services / UFB | A1.2C | Install 2 attachments on pole | each | 27.91 | 27.91 | 27.91 | 27.91 | 27.91 | 27.91
Build Services / UFB | A1.2D | Install 2 attachments on pole | each | 27.91 | 27.91 | 27.91 | 27.91 | 27.91 | 27.91
Build Services / UFB | A1.3A | Install 3 attachments on pole | each | 33.21 | 33.21 | 33.21 | 33.21 | 33.21 | 33.21
Build Services / UFB | A1.3B | Install 3 attachments on pole | each | 33.21 | 33.21 | 33.21 | 33.21 | 33.21 | 33.21
Build Services / UFB | A1.3C | Install 3 attachments on pole | each | 33.21 | 33.21 | 33.21 | 33.21 | 33.21 | 33.21
Build Services / UFB | A1.3D | Install 3 attachments on pole | each | 33.21 | 33.21 | 33.21 | 33.21 | 33.21 | 33.21
Build Services / UFB | A1.4A | Install 4 attachments on pole | each | 38.51 | 38.51 | 38.51 | 38.51 | 38.51 | 38.51
Build Services / UFB | A1.4B | Install 4 attachments on pole | each | 38.51 | 38.51 | 38.51 | 38.51 | 38.51 | 38.51
Build Services / UFB | A1.4C | Install 4 attachments on pole | each | 38.51 | 38.51 | 38.51 | 38.51 | 38.51 | 38.51
Build Services / UFB | A1.4D | Install 4 attachments on pole | each | 38.51 | 38.51 | 38.51 | 38.51 | 38.51 | 38.51
Build Services / UFB | A1.5A | Span (pole to pole) per span - Includes running loops to a safe point below the power | per metre | 10 | 10 | 10 | 10 | 10 | 10
Build Services / UFB | A1.5B | Span (pole to pole) per span - Includes running loops to a safe point below the power | per metre | 10 | 10 | 10 | 10 | 10 | 10
Build Services / UFB | A1.5C | Span (pole to pole) per span - Includes running loops to a safe point below the power | per metre | 10 | 10 | 10 | 10 | 10 | 10
Build Services / UFB | A1.5D | Span (pole to pole) per span - Includes running loops to a safe point below the power | per metre | 10 | 10 | 10 | 10 | 10 | 10
Build Services / UFB | A1.6A | Rearrange existing plant on pole - Quote | each | 0 | 0 | 0 | 0 | 0 | 0
Build Services / UFB | A1.6B | Rearrange existing plant on pole - Quote | each | 0 | 0 | 0 | 0 | 0 | 0
Build Services / UFB | A1.6C | Rearrange existing plant on pole - Quote | each | 0 | 0 | 0 | 0 | 0 | 0
Build Services / UFB | A1.6D | Rearrange existing plant on pole - Quote | each | 0 | 0 | 0 | 0 | 0 | 0
Build Services / UFB | A1.7A | Install complete A4 FAT on pole. Includes terminating on pigtails. (does not include any spur or other splicing.) | each | 487 | 487 | 487 | 487 | 487 | 487
Build Services / UFB | A1.7B | Install complete A4 FAT on pole. Includes terminating on pigtails. (does not include any spur or other splicing.) | each | 487 | 487 | 487 | 487 | 487 | 487
Build Services / UFB | A1.7C | Install complete A4 FAT on pole. Includes terminating on pigtails. (does not include any spur or other splicing.) | each | 487 | 487 | 487 | 487 | 487 | 487
Build Services / UFB | A1.7D | Install complete A4 FAT on pole. Includes terminating on pigtails. (does not include any spur or other splicing.) | each | 487 | 487 | 487 | 487 | 487 | 487
Build Services / UFB | A1.8A | Install complete B8 FAT on pole. Includes terminating on pigtails. (does not include any spur or other splicing.) | each | 532 | 532 | 532 | 532 | 532 | 532
Build Services / UFB | A1.8B | Install complete B8 FAT on pole. Includes terminating on pigtails. (does not include any spur or other splicing.) | each | 532 | 532 | 532 | 532 | 532 | 532
Build Services / UFB | A1.8C | Install complete B8 FAT on pole. Includes terminating on pigtails. (does not include any spur or other splicing.) | each | 532 | 532 | 532 | 532 | 532 | 532
Build Services / UFB | A1.8D | Install complete B8 FAT on pole. Includes terminating on pigtails. (does not include any spur or other splicing.) | each | 532 | 532 | 532 | 532 | 532 | 532
Build Services / UFB | A1.9A | Install complete C12 FAT on pole. Includes terminating on pigtails. (does not include any spur or other splicing.) | each | 573 | 573 | 573 | 573 | 573 | 573
Build Services / UFB | A1.9B | Install complete C12 FAT on pole. Includes terminating on pigtails. (does not include any spur or other splicing.) | each | 573 | 573 | 573 | 573 | 573 | 573
Build Services / UFB | A1.9C | Install complete C12 FAT on pole. Includes terminating on pigtails. (does not include any spur or other splicing.) | each | 573 | 573 | 573 | 573 | 573 | 573
Build Services / UFB | A1.9D | Install complete C12 FAT on pole. Includes terminating on pigtails. (does not include any spur or other splicing.) | each | 573 | 573 | 573 | 573 | 573 | 573
Build Services / UFB | A10 | Install twisted pair cables (roadside cabinet or customer site) | Per 16 pair groups | 29.06 | 29.06 | 29.06 | 29.06 | 29.06 | 29.06
Build Services / UFB | A11 | Install Fusion Spliced Optical In Line Attenuator Drawer | Per attenuator drawer | 594.84 | 594.84 | 594.84 | 594.84 | 594.84 | 594.84
Build Services / UFB | A14 | Install Internal Fibre Cable Up To 72 Fibres (Exchange Buildings) | Per 24 fibre | 362.32 | 362.32 | 362.32 | 362.32 | 362.32 | 362.32
Build Services / UFB | A15 | Copper Transmission Connection (2 Megabits, 8 Megabits, 34 Megabits, 140 Megabits, STM1, STM4, Ethernet) At A Single Site | Per circuit | 68.95 | 68.95 | 68.95 | 68.95 | 68.95 | 68.95
Build Services / UFB | A15A | Relinquishment Of Copper Transmission Connection (2 Megabits, 8 Megabits, 34 Megabits, 140 Megabits, STM1, STM4, Ethernet) At A Single Site | Per circuit | 39.02 | 39.02 | 39.02 | 39.02 | 39.02 | 39.02
Build Services / UFB | A16 | Install PON Splitter (Connectorised) | Per Bearer | 178.33 | 178.33 | 178.33 | 178.33 | 178.33 | 178.33
Build Services / UFB | A16A | Install PON Splitter (Fusion Spliced) | Per Splitter | 138.08 | 138.08 | 138.08 | 138.08 | 138.08 | 138.08
Build Services / UFB | A17 | Fibre Transmission Connection (PDH, SDH, DWDM, Ethernet) | Per bearer | 131.95 | 131.95 | 131.95 | 131.95 | 131.95 | 131.95
Build Services / UFB | A17c | Fibre Transmission (RQ) Relinquishment (PDH, SDH, DWDM, Ethernet) Per Site | Per bearer per site | 104.35 | 104.35 | 104.35 | 104.35 | 104.35 | 104.35
Build Services / UFB | A18 | Rearrange standard circuits on copper pairs (MPF) | Per Customer circuit | 36.69 | 36.69 | 36.69 | 36.69 | 36.69 | 36.69
Build Services / UFB | A18a | Rearrange enhanced circuits on copper pairs (MPF) | Per business Customer circuit rearranged | 65.25 | 65.25 | 65.25 | 65.25 | 65.25 | 65.25
Build Services / UFB | A19 | Fibre Reservation | Per fibre reservation | 0 | 0 | 0 | 0 | 0 | 0
Build Services / UFB | A23 | Install Lightning Protection In Cabinet Or Exchange (Per 10 Circuits) | 10 circuits protected | 157.04 | 157.04 | 157.04 | 157.04 | 157.04 | 157.04
Build Services / UFB | AFAT | Install any complete FAT on pole. Includes terminating on pigtails (does not include any spur or other splicing). | each | 481.43 | 481.43 | 481.43 | 481.43 | 481.43 | 481.43
Build Services / UFB | AIRSP.A | Air-Spade trenching | linear metre | 60.25 | 60.25 | 60.25 | 60.25 | 60.25 | 60.25
Build Services / UFB | AIRSP.B | Air-Spade trenching | linear metre | 64.41 | 64.41 | 64.41 | 64.41 | 64.41 | 64.41
Build Services / UFB | ALP | Manage and install 116f loop down and up pole and into channel pit via split duct. | each | 172.9 | 172.9 | 172.9 | 172.9 | 172.9 | 172.9
Build Services / UFB | AMIX | Rearrange exisiting plant on pole | each | bar: NP03 to NP10
Build Services / UFB | AP1 | Aerial 1 attachment on pole | each | 20.95 | 20.95 | 20.95 | 20.95 | 20.95 | 20.95
Build Services / UFB | AP2 | Aerial 2 attachments on pole | each | 27.91 | 27.91 | 27.91 | 27.91 | 27.91 | 27.91
Build Services / UFB | AP3 | Aerial 3 attachments on pole | each | 33.21 | 33.21 | 33.21 | 33.21 | 33.21 | 33.21
Build Services / UFB | AP4 | Aerial 4 attachments on pole | each | 38.51 | 38.51 | 38.51 | 38.51 | 38.51 | 38.51
Build Services / UFB | ASNGL | Manage and install 116f single cable down pole and into channel pit, control joint or any underground cabinet. | each | 92.15 | 92.15 | 92.15 | 92.15 | 92.15 | 92.15
Build Services / UFB | B01 | Reticulate New Greenfields Lots – Residential – Copper | Per lot reticulated | 194.29 | 194.29 | 194.29 | 194.29 | 194.29 | 194.29
Build Services / UFB | B01A | Reticulate New Greenfields Lots – ABF | Per Lot | 96.01 | 96.01 | 96.01 | 96.01 | 96.01 | 96.01
Build Services / UFB | B01B | Reticulate New Greenfields Lots – Commercial / Industrial – Ducts and Chambers (non ABF) | Per Lot | 0 | 0 | 0 | 0 | 0 | 0
Build Services / UFB | B01C | Reticulate New Greenfields Lots – Fixed Fibre | Per Lot | 0 | 0 | 0 | 0 | 0 | 0
Build Services / UFB | B01D | Reticulate New Greenfields MDU Rooms – Residential - Fibre | Per Lot | 0 | 0 | 0 | 0 | 0 | 0
Build Services / UFB | B02 | Install Or Replace A New Distribution Point To Provide Access For Customer Connection | Per distribution point | 547.1 | 547.1 | 547.1 | 547.1 | 547.1 | 547.1
Build Services / UFB | B04 | Install, Replace or Expand a Cable Terminal on an Existing Pole | Per terminal | 625.11 | 625.11 | 625.11 | 625.11 | 625.11 | 625.11
Build Services / UFB | B05 | Regroup a Cable Terminal, Building Terminal, RLG or Distribution Point | Per 50 pair cable group | 523.04 | 523.04 | 523.04 | 523.04 | 523.04 | 523.04
Build Services / UFB | B06 | Install Road Crossing Duct From an Existing Network Element For New Connection | Per road crossing | 1086.58 | 1086.58 | 1086.58 | 1086.58 | 1086.58 | 1086.58
Build Services / UFB | B07 | Supply And Supervise Installation Of New Ducts and Chambers/Pits From One or More Buildings/Units Within an Industrial/Commercial Section | Per site | 0 | 0 | 0 | 0 | 0 | 0
Build Services / UFB | B08 | Install New Manhole and Lids in Roadway | Per manhole and lids installed | 1740.6 | 1740.6 | 1740.6 | 1740.6 | 1740.6 | 1740.6
Build Services / UFB | B09 | Install new manhole and lids in footway or Berm | Per manhole and lids installed | 1484.16 | 1484.16 | 1484.16 | 1484.16 | 1484.16 | 1484.16
Build Services / UFB | B10 | Install Turning Chamber And Lid Or Channell Plastic Pit And Lid In Footway or Berm | Per small pit and lid installed | 531.61 | 531.61 | 531.61 | 531.61 | 531.61 | 531.61
Build Services / UFB | B10A | Install Turning Chamber And Lid In Roadway | Per Lid | 925.35 | 925.35 | 925.35 | 925.35 | 925.35 | 925.35
Build Services / UFB | B10B | Install Small Pit and Lid | Per Lid | 346.31 | 346.31 | 346.31 | 346.31 | 346.31 | 346.31
Build Services / UFB | B11 | Install New Building Frame (Up To 50 Pairs) | Per new frame | 466.71 | 466.71 | 466.71 | 466.71 | 466.71 | 466.71
Build Services / UFB | B12 | Install 2 Megabit Spanline With No Repeater | Per 2 megabit spanline | 557.32 | 557.32 | 557.32 | 557.32 | 557.32 | 557.32
Build Services / UFB | B13 | Install Repeated 2 Megabit Spanline (Existing Repeater Housing) | Per repeater | 205.37 | 205.37 | 205.37 | 205.37 | 205.37 | 205.37
Build Services / UFB | B14 | Install Repeated 2 Megabit Spanline And Repeater Housing | Per repeater | 751.98 | 751.98 | 751.98 | 751.98 | 751.98 | 751.98
Build Services / UFB | B16 | Install New Poles and Changeover Plant | Per pole and changeover plant | 726.17 | 726.17 | 726.17 | 726.17 | 726.17 | 726.17
Build Services / UFB | B17 | Dismantle Terminal or Building Frame From Network | Per terminal | 209.35 | 209.35 | 209.35 | 209.35 | 209.35 | 209.35
Build Services / UFB | B22 | L2 Traffic Management (Berm) On A L2 Road | Per day | 712.35 | 712.35 | 712.35 | 712.35 | 712.35 | 712.35
Build Services / UFB | B23 | L2 Traffic Management (Road) On A L2 Road | Per day | 1068.65 | 1068.65 | 1068.65 | 1068.65 | 1068.65 | 1068.65
Build Services / UFB | BCAB | Cabler | Per Quote | 12.63 | 12.63 | 12.63 | 12.63 | 12.63 | 12.63
Build Services / UFB | BCOW | Clerk of Works | Per 15 Minutes | 12.13 | 12.13 | 12.13 | 12.13 | 12.13 | 12.13
Build Services / UFB | BDes | Design | Per 15 Minutes | 0 | 0 | 0 | 0 | 0 | 0
Build Services / UFB | BFIB | Fibre Tech | Per Quote | 13.13 | 13.13 | 13.13 | 13.13 | 13.13 | 13.13
Build Services / UFB | BHSC | Contractor Design Scoping | Per package of work | 355.26 | 355.26 | 355.26 | 355.26 | 355.26 | 355.26
Build Services / UFB | BIP | Build IP | Per 15 Minutes | 13.13 | 13.13 | 13.13 | 13.13 | 13.13 | 13.13
Build Services / UFB | BJUMP | Jumper Runner | Per Quote | 11.79 | 11.79 | 11.79 | 11.79 | 11.79 | 11.79
Build Services / UFB | BLOC | Cable Locater | Per Quote | 12.64 | 12.64 | 12.64 | 12.64 | 12.64 | 12.64
Build Services / UFB | BMAT | Material quote 5.26% | Per Quote | bar: NP03 to NP10
Build Services / UFB | BOP | Build OP | Per 15 Minutes | 12.63 | 12.63 | 12.63 | 12.63 | 12.63 | 12.63
Build Services / UFB | BPASS | 3rd Party pass through cost 5.26% | Per Quote | bar: NP03 to NP10
Build Services / UFB | BPMR | Project Manager | Per 15 Minutes | 17.67 | 17.67 | 17.67 | 17.67 | 17.67 | 17.67
Build Services / UFB | BPROV | Provisioner | Per Quote | 11.79 | 11.79 | 11.79 | 11.79 | 11.79 | 11.79
Build Services / UFB | BREC | Records | Per 15 Minutes | 0 | 0 | 0 | 0 | 0 | 0
Build Services / UFB | BRES | Res/Bus | Per Quote | 11.79 | 11.79 | 11.79 | 11.79 | 11.79 | 11.79
Build Services / UFB | BRIG | Rigging | Per 15 Minutes | 18.55 | 18.55 | 18.55 | 18.55 | 18.55 | 18.55
Build Services / UFB | BS ARB | Standard Arboreal charges | Per Tree Consent | 0 | 0 | 0 | 0 | 0 | 0
Build Services / UFB | BSUB | Subcontractor quote 11.1% | Per Quote | bar: NP03 to NP10
Build Services / UFB | C02 | Replace Battery in Roadside Cabinet or Small Site (Scheduled Replacements) | Per battery | 516.36 | 516.36 | 516.36 | 516.36 | 516.36 | 516.36
Build Services / UFB | C02A | Replace DC Power Plant in Roadside Cabinet – Any Cabinet Type (except STC Cabinet) | Per Equipment | 800.47 | 800.47 | 800.47 | 800.47 | 800.47 | 800.47
Build Services / UFB | C02B | Replace DC Power Plant in Roadside Cabinet – STC Cabinet | Per Equipment | 398.03 | 398.03 | 398.03 | 398.03 | 398.03 | 398.03
Build Services / UFB | C03 | Passive/Cross Connect Roadside Cabinet – Installation (Any Passive Cabinet Type) | Per cabinet | 3022.57 | 3022.57 | 3022.57 | 3022.57 | 3022.57 | 3022.57
Build Services / UFB | C03A | Active Roadside Cabinet - RMA Drawings | per RMA | 0 | 0 | 0 | 0 | 0 | 0
Build Services / UFB | C03B | Active Roadside Cabinet - Design (Any Active Cabinet Type) | Per Cabinet | 0 | 0 | 0 | 0 | 0 | 0
Build Services / UFB | C03C | Active Roadside Cabinet - Base Install and Civils (Any Active Cabinet Type) | per base installed | 5000.59 | 5000.59 | 5000.59 | 5000.59 | 5000.59 | 5000.59
Build Services / UFB | C05 | Joint/Terminate Copper Cable (First 50 Pair) | Per joint | 466.07 | 466.07 | 466.07 | 466.07 | 466.07 | 466.07
Build Services / UFB | C05A | Joint/Terminate Copper Cable (Subsequent 50 Pair) | Per additional 50 pair jointed or part thereof | 179.6 | 179.6 | 179.6 | 179.6 | 179.6 | 179.6
Build Services / UFB | C06 | Haul Copper Cable Through Existing Duct | Per duct metre | 2.8 | 2.8 | 2.8 | 2.8 | 2.8 | 2.8
Build Services / UFB | C1.1 | Arborists-Consultation-Aborist consultation | per day | 960 | 960 | 960 | 960 | 960 | 960
Build Services / UFB | C1.2 | Arborists-Consultation-Tree consents | per day | 960 | 960 | 960 | 960 | 960 | 960
Build Services / UFB | C11 | Install Self Supporting Aerial Cable - Copper | Per metre | 210.37 | 210.37 | 210.37 | 210.37 | 210.37 | 210.37
Build Services / UFB | C11A | Install Self Supporting Aerial Cable - Fibre | Per Equipment | 319.31 | 319.31 | 319.31 | 319.31 | 319.31 | 319.31
Build Services / UFB | C12 | Haul Fibre Cable/Microduct Through Existing Empty Ducts (<2000m) | Per duct metre | 2.35 | 2.35 | 2.35 | 2.35 | 2.35 | 2.35
Build Services / UFB | C12a | Haul Fibre Cable/Microduct Through Existing Empty Ducts (>2000m) | Per cable metre | 2.64 | 2.64 | 2.64 | 2.64 | 2.64 | 2.64
Build Services / UFB | C12b | Overhaul Fibre Cable/Microduct Through Ducts Containing Existing Cables (<2000m) | Per cable metre | 3.02 | 3.02 | 3.02 | 3.02 | 3.02 | 3.02
Build Services / UFB | C12c | Overhaul Fibre Cable/Microduct Through Ducts Containing Existing Cables (>2000m) | Per duct metre, used with Code MC12c | 3.31 | 3.31 | 3.31 | 3.31 | 3.31 | 3.31
Build Services / UFB | C12d | Haul Subduct/Microduct Through Existing Ducts | Per fibre loop managed | 3.71 | 3.71 | 3.71 | 3.71 | 3.71 | 3.71
Build Services / UFB | C12E | Haul Extra Subduct Through Existing Ducts | Per Meter | 1.87 | 1.87 | 1.87 | 1.87 | 1.87 | 1.87
Build Services / UFB | C12F | Fibre Loops In Manholes | Per Loop | 336.37 | 336.37 | 336.37 | 336.37 | 336.37 | 336.37
Build Services / UFB | C12G | Blow ABF Cable Through Microduct (5mm) | Per blow section | 145.03 | 145.03 | 145.03 | 145.03 | 145.03 | 145.03
Build Services / UFB | C12GA | : Blow ABF Cable Through Microduct (12mm) | Per blow section | 776.75 | 776.75 | 776.75 | 776.75 | 776.75 | 776.75
Build Services / UFB | C12H | ABF Fibre Loops in Manholes | Each | 307.36 | 307.36 | 307.36 | 307.36 | 307.36 | 307.36
Build Services / UFB | C12I | Joint Single-Way Microduct (1 tube) | Each | 59.15 | 59.15 | 59.15 | 59.15 | 59.15 | 59.15
Build Services / UFB | C12J | Joint 4-Way Microduct (1-4 Tubes) | Each | 65.55 | 65.55 | 65.55 | 65.55 | 65.55 | 65.55
Build Services / UFB | C12K | Joint 7-Way Microduct (1-7 Tubes) | Each | 70.11 | 70.11 | 70.11 | 70.11 | 70.11 | 70.11
Build Services / UFB | C12L | Joint 12-Way Microduct (1-12 Tubes) | Each | 78.32 | 78.32 | 78.32 | 78.32 | 78.32 | 78.32
Build Services / UFB | C12M | Joint 12+3-Way Microduct (1-15 Tubes) | Per Joint | 82.89 | 82.89 | 82.89 | 82.89 | 82.89 | 82.89
Build Services / UFB | C12N | Joint 26-Way Microduct (1-26 Tubes) | Per Joint | 98.24 | 98.24 | 98.24 | 98.24 | 98.24 | 98.24
Build Services / UFB | C14 | Joint Fibre Cable (1-12 Splices) | Per fibre optic joint from 1 to 12 splices per site | 350.35 | 350.35 | 350.35 | 345.66 | 348 | 367.94
Build Services / UFB | C14.1 | Joint Fibre Cables - 13 to 24 splices | Per fibre optic joint from 13 to 24 splices per site | 641.39 | 641.39 | 641.39 | 636.7 | 639.05 | 658.99
Build Services / UFB | C14.2 | Joint Fibre Cables - 25 to 48 splices | Per fibre optic joint from 25 to 48 splices per site | 835.7 | 835.7 | 835.7 | 831.42 | 833.56 | 851.74
Build Services / UFB | C14.3 | Joint Fibre Cables - 49 to 96 splices | Per fibre optic joint from 49 to 96 splices per site | 1357.36 | 1357.36 | 1357.36 | 1353.29 | 1355.32 | 1372.67
Build Services / UFB | C14.4 | Joint Fibre Cables - 97 to 144 splices | Per fibre optic joint from 97 to 144 splices per site | 1824.46 | 1824.46 | 1824.46 | 1820.57 | 1822.52 | 1839.08
Build Services / UFB | C14.5 | Joint Fibre Cables - 145 to 216 splices | Per fibre optic joint from 145 to 216 splices per site | 2415.44 | 2415.44 | 2415.44 | 2411.74 | 2413.59 | 2429.34
Build Services / UFB | C14.6 | Joint Fibre Cables - 217 to 312 splices | Per fibre optic joint from 217 to 312 splices per site | 3334.75 | 3334.75 | 3334.75 | 3331.22 | 3332.98 | 3348
Build Services / UFB | C14A | Install Fibre Closure | Per fibre optic closure | 182.78 | 182.78 | 182.78 | 182.78 | 182.78 | 182.78
Build Services / UFB | CREV | Reimbursement for a constructability review that was done, but the job was not awarded to the contractor | review | 360 | 360 | 360 | 360 | 360 | 360
Build Services / UFB | D01 | Inside Boundary Trenching – Base Rate | Per M | 31.02 | 31.02 | 31.02 | 31.02 | 31.02 | 31.02
Build Services / UFB | D01A | Outside Boundary Trenching – Base Rate | Per Meter | 31.04 | 31.04 | 31.04 | 31.04 | 31.04 | 31.04
Build Services / UFB | D01B | Outside Boundary Trenching – Moleplough | Per Meter | 12.57 | 12.57 | 12.57 | 12.57 | 12.57 | 12.57
Build Services / UFB | D02 | Trench 300mm cover conventional duct | Per M | 25.53 | 25.53 | 25.53 | 27.32 | 25.53 | 25.53
Build Services / UFB | D03 | Trench 450mm cover conventional duct | Per M | 30.84 | 30.84 | 30.84 | 33 | 30.84 | 30.84
Build Services / UFB | D04 | Trench 600mm cover conventional duct | Per M | 33.13 | 33.13 | 33.13 | 35.45 | 33.13 | 33.13
Build Services / UFB | D05 | Trench 200mm cover air blown duct | Per M | 22.82 | 22.82 | 22.82 | 24.42 | 22.82 | 22.82
Build Services / UFB | D06 | Trench 300mm cover air blown duct | Per M | 25.53 | 25.53 | 25.53 | 27.32 | 25.53 | 25.53
Build Services / UFB | D07 | Trench 450mm cover air blown duct | Per M | 30.84 | 30.84 | 30.84 | 33 | 30.84 | 30.84
Build Services / UFB | D08 | Trench 600mm cover air blown duct | Per M | 33.13 | 33.13 | 33.13 | 35.45 | 33.13 | 33.13
Build Services / UFB | D1.1A | 63 mm continuous duct | per metre | 31 | 31 | 31 | 31 | 31 | 31
Build Services / UFB | D1.1B | 63 mm continuous duct | per metre | 40.3 | 40.3 | 40.3 | 40.3 | 40.3 | 40.3
Build Services / UFB | D1.1C | 63 mm continuous duct | per metre | 48.05 | 48.05 | 48.05 | 48.05 | 48.05 | 48.05
Build Services / UFB | D1.1D | 63 mm continuous duct | per metre | 65.1 | 65.1 | 65.1 | 65.1 | 65.1 | 65.1
Build Services / UFB | D1.2A | 110 mm continuous duct | per metre | 34 | 34 | 34 | 34 | 34 | 34
Build Services / UFB | D1.2B | 110 mm continuous duct | per metre | 44.2 | 44.2 | 44.2 | 44.2 | 44.2 | 44.2
Build Services / UFB | D1.2C | 110 mm continuous duct | per metre | 52.7 | 52.7 | 52.7 | 52.7 | 52.7 | 52.7
Build Services / UFB | D1.2D | 110 mm continuous duct | per metre | 71.4 | 71.4 | 71.4 | 71.4 | 71.4 | 71.4
Build Services / UFB | D1.3A | Ribbonet / micronet | per metre | 31 | 31 | 31 | 31 | 31 | 31
Build Services / UFB | D1.3B | Ribbonet / micronet | per metre | 40.3 | 40.3 | 40.3 | 40.3 | 40.3 | 40.3
Build Services / UFB | D1.3C | Ribbonet / micronet | per metre | 48.05 | 48.05 | 48.05 | 48.05 | 48.05 | 48.05
Build Services / UFB | D1.3D | Ribbonet / micronet | per metre | 65.1 | 65.1 | 65.1 | 65.1 | 65.1 | 65.1
Build Services / UFB | D1.A | Drilling and thrusting 63mm (or smaller) continuous duct, ribbonet or micronet (includes prep). Includes any ribbonet and micronet jointing that is required throughout the length of the run. | linear metre | 33.02 | 33.02 | 33.02 | 33.02 | 33.02 | 33.02
Build Services / UFB | D1.B | Drilling and thrusting 63mm (or smaller) continuous duct, ribbonet or micronet (includes prep). Includes any ribbonet and micronet jointing that is required throughout the length of the run. | linear metre | 46.34 | 46.34 | 46.34 | 46.34 | 46.34 | 46.34
Build Services / UFB | D2.1A | 63 mm continuous duct | per metre | 8 | 8 | 8 | 8 | 8 | 8
Build Services / UFB | D2.1B | 63 mm continuous duct | per metre | 10.4 | 10.4 | 10.4 | 10.4 | 10.4 | 10.4
Build Services / UFB | D2.1C | 63 mm continuous duct | per metre | 12.4 | 12.4 | 12.4 | 12.4 | 12.4 | 12.4
Build Services / UFB | D2.1D | 63 mm continuous duct | per metre | 16.8 | 16.8 | 16.8 | 16.8 | 16.8 | 16.8
Build Services / UFB | D2.2A | 110 mm continuous duct | per metre | 36 | 36 | 36 | 36 | 36 | 36
Build Services / UFB | D2.2B | 110 mm continuous duct | per metre | 46.8 | 46.8 | 46.8 | 46.8 | 46.8 | 46.8
Build Services / UFB | D2.2C | 110 mm continuous duct | per metre | 55.8 | 55.8 | 55.8 | 55.8 | 55.8 | 55.8
Build Services / UFB | D2.2D | 110 mm continuous duct | per metre | 75.6 | 75.6 | 75.6 | 75.6 | 75.6 | 75.6
Build Services / UFB | D2.3A | Ribbonet / micronet | per metre | 5 | 5 | 5 | 5 | 5 | 5
Build Services / UFB | D2.3B | Ribbonet / micronet | per metre | 6.5 | 6.5 | 6.5 | 6.5 | 6.5 | 6.5
Build Services / UFB | D2.3C | Ribbonet / micronet | per metre | 7.75 | 7.75 | 7.75 | 7.75 | 7.75 | 7.75
Build Services / UFB | D2.3D | Ribbonet / micronet | per metre | 10.5 | 10.5 | 10.5 | 10.5 | 10.5 | 10.5
Build Services / UFB | D2.A | Drilling and thrusting 110mm continuous duct (includes prep). Does NOT include hauling the cable through the duct (claim the appropriate hauling code as well). | linear metre | 36.09 | 36.09 | 36.09 | 36.09 | 36.09 | 36.09
Build Services / UFB | D2.B | Drilling and thrusting 110mm continuous duct (includes prep). Does NOT include hauling the cable through the duct (claim the appropriate hauling code as well). | linear metre | 55.29 | 55.29 | 55.29 | 55.29 | 55.29 | 55.29
Build Services / UFB | D3.1A | Seal | per metre squared | 20.5 | 20.5 | 20.5 | 20.5 | 20.5 | 20.5
Build Services / UFB | D3.1B | Seal | per metre squared | 26.65 | 26.65 | 26.65 | 26.65 | 26.65 | 26.65
Build Services / UFB | D3.1C | Seal | per metre squared | 31.78 | 31.78 | 31.78 | 31.78 | 31.78 | 31.78
Build Services / UFB | D3.1D | Seal | per metre squared | 43.05 | 43.05 | 43.05 | 43.05 | 43.05 | 43.05
Build Services / UFB | D3.2A | Concrete | per metre squared | 25.5 | 25.5 | 25.5 | 25.5 | 25.5 | 25.5
Build Services / UFB | D3.2B | Concrete | per metre squared | 33.15 | 33.15 | 33.15 | 33.15 | 33.15 | 33.15
Build Services / UFB | D3.2C | Concrete | per metre squared | 39.52 | 39.52 | 39.52 | 39.52 | 39.52 | 39.52
Build Services / UFB | D3.2D | Concrete | per metre squared | 53.55 | 53.55 | 53.55 | 53.55 | 53.55 | 53.55
Build Services / UFB | D3.3A | Special | per metre squared | 25.5 | 25.5 | 25.5 | 25.5 | 25.5 | 25.5
Build Services / UFB | D3.3B | Special | per metre squared | 33.15 | 33.15 | 33.15 | 33.15 | 33.15 | 33.15
Build Services / UFB | D3.3C | Special | per metre squared | 39.52 | 39.52 | 39.52 | 39.52 | 39.52 | 39.52
Build Services / UFB | D3.3D | Special | per metre squared | 53.55 | 53.55 | 53.55 | 53.55 | 53.55 | 53.55
Build Services / UFB | D3.4A | Road, seal | per metre | 35 | 35 | 35 | 35 | 35 | 35
Build Services / UFB | D3.4B | Road, seal | per metre | 45.5 | 45.5 | 45.5 | 45.5 | 45.5 | 45.5
Build Services / UFB | D3.4C | Road, seal | per metre | 54.25 | 54.25 | 54.25 | 54.25 | 54.25 | 54.25
Build Services / UFB | D3.4D | Road, seal | per metre | 73.5 | 73.5 | 73.5 | 73.5 | 73.5 | 73.5
Build Services / UFB | D3.5A | Road / commercial driveway, concrete | per metre | 35 | 35 | 35 | 35 | 35 | 35
Build Services / UFB | D3.5B | Road / commercial driveway, concrete | per metre | 45.5 | 45.5 | 45.5 | 45.5 | 45.5 | 45.5
Build Services / UFB | D3.5C | Road / commercial driveway, concrete | per metre | 54.25 | 54.25 | 54.25 | 54.25 | 54.25 | 54.25
Build Services / UFB | D3.5D | Road / commercial driveway, concrete | per metre | 73.5 | 73.5 | 73.5 | 73.5 | 73.5 | 73.5
Build Services / UFB | D3.A | Drilling and thrusting short distances, by grundomat, micro-drill or similar for use around cul-de-sacs or road-crossings. Includes any ribbonet and micronet jointing that is required throughout the length of the run. | linear metre | 49.4 | 49.4 | 49.4 | 49.4 | 49.4 | 49.4
Build Services / UFB | D3.B | Drilling and thrusting short distances, by grundomat, micro-drill or similar for use around cul-de-sacs or road-crossings. Includes any ribbonet and micronet jointing that is required throughout the length of the run. | linear metre | 56.01 | 56.01 | 56.01 | 56.01 | 56.01 | 56.01
Build Services / UFB | D4.1A | Loose rock | per metre | 0 | 0 | 0 | 0 | 0 | 0
Build Services / UFB | D4.1B | Loose rock | per metre | 0 | 0 | 0 | 0 | 0 | 0
Build Services / UFB | D4.1C | Loose rock | per metre | 0 | 0 | 0 | 0 | 0 | 0
Build Services / UFB | D4.1D | Loose rock | per metre | 0 | 0 | 0 | 0 | 0 | 0
Build Services / UFB | D4.2A | Hard rock | per metre | 0 | 0 | 0 | 0 | 0 | 0
Build Services / UFB | D4.2B | Hard rock | per metre | 0 | 0 | 0 | 0 | 0 | 0
Build Services / UFB | D4.2C | Hard rock | per metre | 0 | 0 | 0 | 0 | 0 | 0
Build Services / UFB | D4.2D | Hard rock | per metre | 0 | 0 | 0 | 0 | 0 | 0
Build Services / UFB | D5.1A | Hand digging around trees | per metre | 30 | 30 | 30 | 30 | 30 | 30
Build Services / UFB | D5.1B | Hand digging around trees | per metre | 39 | 39 | 39 | 39 | 39 | 39
Build Services / UFB | D5.1C | Hand digging around trees | per metre | 46.5 | 46.5 | 46.5 | 46.5 | 46.5 | 46.5
Build Services / UFB | D5.1D | Hand digging around trees | per metre | 63 | 63 | 63 | 63 | 63 | 63
Build Services / UFB | D5.2A | Locating sewerage and stormwater housefeeds | each | 110 | 110 | 110 | 110 | 110 | 110
Build Services / UFB | D5.2B | Locating sewerage and stormwater housefeeds | each | 143 | 143 | 143 | 143 | 143 | 143
Build Services / UFB | D5.2C | Locating sewerage and stormwater housefeeds | each | 170.5 | 170.5 | 170.5 | 170.5 | 170.5 | 170.5
Build Services / UFB | D5.2D | Locating sewerage and stormwater housefeeds | each | 231 | 231 | 231 | 231 | 231 | 231
Build Services / UFB | DRYFFP | Remedial work on a FFP that has no water ingress issues | EACH | 40 | 40 | 40 | 40 | 40 | 40
Build Services / UFB | E01 | Inside Boundary Drilling & Thrusting – Base Rate | Per M | 32.35 | 32.35 | 32.35 | 32.35 | 32.35 | 32.35
Build Services / UFB | E01A | Outside Boundary Drilling & Thrusting – up to 63mm | Per Meter | 32.36 | 32.36 | 32.36 | 32.36 | 32.36 | 32.36
Build Services / UFB | E01B | Outside Boundary Drilling & Thrusting – 110mm | Per Meter | 34.08 | 34.08 | 34.08 | 34.08 | 34.08 | 34.08
Build Services / UFB | E02 | Drill 20 mm continuous duct | Per M | 39.21 | 39.21 | 39.21 | 41.95 | 39.21 | 39.21
Build Services / UFB | E03 | Drill Ribbonet / micronet | Per M | 39.21 | 39.21 | 39.21 | 41.95 | 39.21 | 39.21
Build Services / UFB | E04 | Drill Surface E/O Seal | per Lineal m | 12.69 | 12.69 | 12.69 | 13.58 | 12.69 | 12.69
Build Services / UFB | E05 | Drill Surface E/O Concrete | per Lineal m | 22.77 | 22.77 | 22.77 | 24.37 | 22.77 | 22.77
Build Services / UFB | E06 | Drill Surface E/O Special | per Lineal m | 22.77 | 22.77 | 22.77 | 24.37 | 22.77 | 22.77
Build Services / UFB | E07 | Drill Surface E/O Road, seal | per Lineal m | 30.86 | 30.86 | 30.86 | 33.02 | 30.86 | 30.86
Build Services / UFB | E08 | Drill Surface E/O Road / commercial driveway, concrete | per Lineal m | 97.94 | 97.94 | 97.94 | 104.8 | 97.94 | 97.94
Build Services / UFB | E1.1 | Scoping | per hour | 0 | 0 | 0 | 0 | 0 | 0
Build Services / UFB | E1.10 | Chorus design review optimisation | per hour | 0 | 0 | 0 | 0 | 0 | 0
Build Services / UFB | E1.11 | Other costs | per hour | 0 | 0 | 0 | 0 | 0 | 0
Build Services / UFB | E1.2 | ICMS Check | per hour | 0 | 0 | 0 | 0 | 0 | 0
Build Services / UFB | E1.3 | Premises database | per hour | 0 | 0 | 0 | 0 | 0 | 0
Build Services / UFB | E1.4 | Civil & distribution design | per hour | 0 | 0 | 0 | 0 | 0 | 0
Build Services / UFB | E1.5 | Cabinet site | per hour | 0 | 0 | 0 | 0 | 0 | 0
Build Services / UFB | E1.6 | Feeder design | per hour | 0 | 0 | 0 | 0 | 0 | 0
Build Services / UFB | E1.7 | Netmap design entry | per hour | 0 | 0 | 0 | 0 | 0 | 0
Build Services / UFB | E1.8 | Update tube allocations on construction plans | per hour | 0 | 0 | 0 | 0 | 0 | 0
Build Services / UFB | E1.9 | Prepare BOM | per hour | 0 | 0 | 0 | 0 | 0 | 0
Build Services / UFB | G01 | Reinstatement & Extra/Over - Seal & chip | Per trench M | 111.85 | 111.85 | 111.85 | 111.85 | 111.85 | 111.85
Build Services / UFB | G01A | Trenching - Reinstatement - Seal (Standard up to 40mm) - Base Rate | Per SQM | 66 | 66 | 66 | 70.62 | 66 | 66
Build Services / UFB | G01B | Reinstatement - Seal depth - 41 - 60mm - Res Driveways - E/O | Per SQM | 6.2 | 6.2 | 6.2 | 6.63 | 6.2 | 6.2
Build Services / UFB | G01C | Reinstatement - Seal depth - >60mm - Commercial driveways and Roadways - E/O | Per SQM | 29.2 | 29.2 | 29.2 | 31.24 | 29.2 | 29.2
Build Services / UFB | G02 | Reinstatement & Extra/Over - Concrete GO2 | Per trench M | 148.99 | 148.99 | 148.99 | 148.99 | 148.99 | 148.99
Build Services / UFB | G02A | Reinstatement & Extra/Over - Concrete GO2A | Per SQM | 294.95 | 294.95 | 294.95 | 294.95 | 294.95 | 294.95
Build Services / UFB | G02B | Reinstatement - Concrete depth - 101 - 150mm - E/O | Per SQM | 23.69 | 23.69 | 23.69 | 23.88 | 23.69 | 23.69
Build Services / UFB | G02C | Reinstatement - Concrete depth - 151 - 200mm - E/O | Per SQM | 24.82 | 24.82 | 24.82 | 25.26 | 24.82 | 24.82
Build Services / UFB | G02D | Reinstatement - Concrete depth - >200mm - E/O | Per SQM | 26 | 26 | 26 | 27.82 | 26 | 26
Build Services / UFB | G03 | Reinstatement & Extra/Over - Concrete aggregate GO3 | Per trench M | 219.84 | 219.84 | 219.84 | 219.84 | 219.84 | 219.84
Build Services / UFB | G03A | Reinstatement & Extra/Over - Concrete aggregate GO3A | Per SQM | 219.89 | 219.89 | 219.89 | 219.89 | 219.89 | 219.89
Build Services / UFB | G03B | Trenching - Reinstatement - Cobbles/Chip | Per SQM | 128.55 | 128.55 | 128.55 | 137.55 | 128.55 | 128.55
Build Services / UFB | G04 | Reinstatement & Extra/Over - Gravel | Per trench M | 22.36 | 22.36 | 22.36 | 22.36 | 22.36 | 22.36
Build Services / UFB | G05 | Reinstatement & Extra/Over - Rock | Per trench M | 35.1 | 35.1 | 35.1 | 35.1 | 35.1 | 35.1
Build Services / UFB | G05A | Reinstatement & Extra/Over - Rocksaw | Per Meter | 70.22 | 70.22 | 70.22 | 70.22 | 70.22 | 70.22
Build Services / UFB | G06 | Reinstatement & Extra/Over - Gardens & decorative | Per trench M | 2.97 | 2.97 | 2.97 | 2.97 | 2.97 | 2.97
Build Services / UFB | G06A | Reinstatement & Extra/Over - Cobbles | Per Meter | 172.97 | 172.97 | 172.97 | 172.97 | 172.97 | 172.97
Build Services / UFB | G07 | Reinstatement & Extra/Over - Handling each extra component | Per trench M | 2.34 | 2.34 | 2.34 | 2.34 | 2.34 | 2.34
Build Services / UFB | G08 | Reinstatement & Extra/Over - Extra depth for trenching | Per trench M | 2.57 | 2.57 | 2.57 | 2.57 | 2.57 | 2.57
Build Services / UFB | G08A | Reinstatement & Extra/Over - Extra depth for moleploughing | Per Meter | 5.15 | 5.15 | 5.15 | 5.15 | 5.15 | 5.15
Build Services / UFB | H1.1A | Hauling & proving - Preparing duct for hauling - Base rate | per metre | 1.4 | 1.4 | 1.4 | 1.4 | 1.4 | 1.4
Build Services / UFB | H1.1B | Hauling & proving - Preparing duct for hauling - Base rate | per metre | 1.47 | 1.47 | 1.47 | 1.47 | 1.47 | 1.47
Build Services / UFB | H1.1C | Hauling & proving - Preparing duct for hauling - Base rate | per metre | 1.54 | 1.54 | 1.54 | 1.54 | 1.54 | 1.54
Build Services / UFB | H1.1D | Hauling & proving - Preparing duct for hauling - Base rate | per metre | 1.68 | 1.68 | 1.68 | 1.68 | 1.68 | 1.68
Build Services / UFB | H1.2A | Install draw tape - base Rate | per metre | 1.5 | 1.5 | 1.5 | 1.5 | 1.5 | 1.5
Build Services / UFB | H1.2B | Install draw tape - base Rate | per metre | 1.58 | 1.58 | 1.58 | 1.58 | 1.58 | 1.58
Build Services / UFB | H1.2C | Install draw tape - base Rate | per metre | 1.65 | 1.65 | 1.65 | 1.65 | 1.65 | 1.65
Build Services / UFB | H1.2D | Install draw tape - base Rate | per metre | 1.8 | 1.8 | 1.8 | 1.8 | 1.8 | 1.8
Build Services / UFB | H1.3A | Haul out copper <= 400 pair /fibre cables - Base Rate | per metre | 3 | 3 | 3 | 3 | 3 | 3
Build Services / UFB | H1.3B | Haul out copper <= 400 pair /fibre cables - Base Rate | per metre | 3.15 | 3.15 | 3.15 | 3.15 | 3.15 | 3.15
Build Services / UFB | H1.3C | Haul out copper <= 400 pair /fibre cables - Base Rate | per metre | 3.3 | 3.3 | 3.3 | 3.3 | 3.3 | 3.3
Build Services / UFB | H1.3D | Haul out copper <= 400 pair /fibre cables - Base Rate | per metre | 3.6 | 3.6 | 3.6 | 3.6 | 3.6 | 3.6
Build Services / UFB | H1.4A | Hauling & proving - Haul out copper > 400 pair - Base Rate | per metre | 7 | 7 | 7 | 7 | 7 | 7
Build Services / UFB | H1.4B | Hauling & proving - Haul out copper > 400 pair - Base Rate | per metre | 7.35 | 7.35 | 7.35 | 7.35 | 7.35 | 7.35
Build Services / UFB | H1.4C | Hauling & proving - Haul out copper > 400 pair - Base Rate | per metre | 7.7 | 7.7 | 7.7 | 7.7 | 7.7 | 7.7
Build Services / UFB | H1.4D | Hauling & proving - Haul out copper > 400 pair - Base Rate | per metre | 8.4 | 8.4 | 8.4 | 8.4 | 8.4 | 8.4
Build Services / UFB | H1.5A | Install 50/100mm T-Dux - Base Rate | Per T-Dux | 17.5 | 17.5 | 17.5 | 17.5 | 17.5 | 17.5
Build Services / UFB | H1.5B | Install 50/100mm T-Dux - Base Rate | Per T-Dux | 17.5 | 17.5 | 17.5 | 17.5 | 17.5 | 17.5
Build Services / UFB | H1.5C | Install 50/100mm T-Dux - Base Rate | Per T-Dux | 17.5 | 17.5 | 17.5 | 17.5 | 17.5 | 17.5
Build Services / UFB | H1.5D | Install 50/100mm T-Dux - Base Rate | Per T-Dux | 17.5 | 17.5 | 17.5 | 17.5 | 17.5 | 17.5
Build Services / UFB | H1.6A | Prepare Asbestos duct for hauling - Install Tape or Rope - Base Rate | per metre | 6 | 6 | 6 | 6 | 6 | 6
Build Services / UFB | H1.6B | Prepare Asbestos duct for hauling - Install Tape or Rope - Base Rate | per metre | 6.3 | 6.3 | 6.3 | 6.3 | 6.3 | 6.3
Build Services / UFB | H1.6C | Prepare Asbestos duct for hauling - Install Tape or Rope - Base Rate | per metre | 6.6 | 6.6 | 6.6 | 6.6 | 6.6 | 6.6
Build Services / UFB | H1.6D | Prepare Asbestos duct for hauling - Install Tape or Rope - Base Rate | per metre | 7.2 | 7.2 | 7.2 | 7.2 | 7.2 | 7.2
Build Services / UFB | H1.A | Hauling out <= 400 pair / fibre cable | linear metre | 2.84 | 2.84 | 2.84 | 2.84 | 2.84 | 2.84
Build Services / UFB | H1.B | Hauling out <= 400 pair / fibre cable | linear metre | 3.11 | 3.11 | 3.11 | 3.11 | 3.11 | 3.11
Build Services / UFB | H2.1A | Repair blocked or damaged duct in grass | per break | 389 | 389 | 389 | 389 | 389 | 389
Build Services / UFB | H2.1B | Repair blocked or damaged duct in grass | per break | 408.45 | 408.45 | 408.45 | 408.45 | 408.45 | 408.45
Build Services / UFB | H2.1C | Repair blocked or damaged duct in grass | per break | 427.9 | 427.9 | 427.9 | 427.9 | 427.9 | 427.9
Build Services / UFB | H2.1D | Repair blocked or damaged duct in grass | per break | 466.8 | 466.8 | 466.8 | 466.8 | 466.8 | 466.8
Build Services / UFB | H2.2A | Repair blocked or damaged duct in seal | per break | 772 | 772 | 772 | 772 | 772 | 772
Build Services / UFB | H2.2B | Repair blocked or damaged duct in seal | per break | 810.6 | 810.6 | 810.6 | 810.6 | 810.6 | 810.6
Build Services / UFB | H2.2C | Repair blocked or damaged duct in seal | per break | 849.2 | 849.2 | 849.2 | 849.2 | 849.2 | 849.2
Build Services / UFB | H2.2D | Repair blocked or damaged duct in seal | per break | 926.4 | 926.4 | 926.4 | 926.4 | 926.4 | 926.4
Build Services / UFB | H2.3A | Repair blocked or damaged duct in concrete plain | per break | 912 | 912 | 912 | 912 | 912 | 912
Build Services / UFB | H2.3B | Repair blocked or damaged duct in concrete plain | per break | 957.6 | 957.6 | 957.6 | 957.6 | 957.6 | 957.6
Build Services / UFB | H2.3C | Repair blocked or damaged duct in concrete plain | per break | 1003.2 | 1003.2 | 1003.2 | 1003.2 | 1003.2 | 1003.2
Build Services / UFB | H2.3D | Repair blocked or damaged duct in concrete plain | per break | 1094.4 | 1094.4 | 1094.4 | 1094.4 | 1094.4 | 1094.4
Build Services / UFB | H2.4A | Repair blocked or damaged duct in concrete aggregate | per break | 1367 | 1367 | 1367 | 1367 | 1367 | 1367
Build Services / UFB | H2.4B | Repair blocked or damaged duct in concrete aggregate | per break | 1435.35 | 1435.35 | 1435.35 | 1435.35 | 1435.35 | 1435.35
Build Services / UFB | H2.4C | Repair blocked or damaged duct in concrete aggregate | per break | 1503.7 | 1503.7 | 1503.7 | 1503.7 | 1503.7 | 1503.7
Build Services / UFB | H2.4D | Repair blocked or damaged duct in concrete aggregate | per break | 1640.4 | 1640.4 | 1640.4 | 1640.4 | 1640.4 | 1640.4
Build Services / UFB | H2.5A | Repair blocked or damaged duct in special surface | per break | 1392 | 1392 | 1392 | 1392 | 1392 | 1392
Build Services / UFB | H2.5B | Repair blocked or damaged duct in special surface | per break | 1461.6 | 1461.6 | 1461.6 | 1461.6 | 1461.6 | 1461.6
Build Services / UFB | H2.5C | Repair blocked or damaged duct in special surface | per break | 1531.2 | 1531.2 | 1531.2 | 1531.2 | 1531.2 | 1531.2
Build Services / UFB | H2.5D | Repair blocked or damaged duct in special surface | per break | 1670.4 | 1670.4 | 1670.4 | 1670.4 | 1670.4 | 1670.4
Build Services / UFB | H2.6A | Repair blocked or damaged duct in roadway seal | per break | 1213 | 1213 | 1213 | 1213 | 1213 | 1213
Build Services / UFB | H2.6B | Repair blocked or damaged duct in roadway seal | per break | 1273.65 | 1273.65 | 1273.65 | 1273.65 | 1273.65 | 1273.65
Build Services / UFB | H2.6C | Repair blocked or damaged duct in roadway seal | per break | 1334.3 | 1334.3 | 1334.3 | 1334.3 | 1334.3 | 1334.3
Build Services / UFB | H2.6D | Repair blocked or damaged duct in roadway seal | per break | 1455.6 | 1455.6 | 1455.6 | 1455.6 | 1455.6 | 1455.6
Build Services / UFB | H2.7A | Repair blocked or damaged duct in roadway concrete | per break | 1512 | 1512 | 1512 | 1512 | 1512 | 1512
Build Services / UFB | H2.7B | Repair blocked or damaged duct in roadway concrete | per break | 1587.6 | 1587.6 | 1587.6 | 1587.6 | 1587.6 | 1587.6
Build Services / UFB | H2.7C | Repair blocked or damaged duct in roadway concrete | per break | 1663.2 | 1663.2 | 1663.2 | 1663.2 | 1663.2 | 1663.2
Build Services / UFB | H2.7D | Repair blocked or damaged duct in roadway concrete | per break | 1814.4 | 1814.4 | 1814.4 | 1814.4 | 1814.4 | 1814.4
Build Services / UFB | H2.8A | Repair blocked or damaged duct excessive depth | per break | 158 | 158 | 158 | 158 | 158 | 158
Build Services / UFB | H2.8B | Repair blocked or damaged duct excessive depth | per break | 165.9 | 165.9 | 165.9 | 165.9 | 165.9 | 165.9
Build Services / UFB | H2.8C | Repair blocked or damaged duct excessive depth | per break | 173.8 | 173.8 | 173.8 | 173.8 | 173.8 | 173.8
Build Services / UFB | H2.8D | Repair blocked or damaged duct excessive depth | per break | 189.6 | 189.6 | 189.6 | 189.6 | 189.6 | 189.6
Build Services / UFB | H2.9A | Clearing contaminated man hole | per Manhole | 525 | 525 | 525 | 525 | 525 | 525
Build Services / UFB | H2.9B | Clearing contaminated man hole | per Manhole | 551.25 | 551.25 | 551.25 | 551.25 | 551.25 | 551.25
Build Services / UFB | H2.9C | Clearing contaminated man hole | per Manhole | 577.5 | 577.5 | 577.5 | 577.5 | 577.5 | 577.5
Build Services / UFB | H2.9D | Clearing contaminated man hole | per Manhole | 630 | 630 | 630 | 630 | 630 | 630
Build Services / UFB | H2.A | Hauling out > 400 pair cable | linear metre | 6.65 | 6.65 | 6.65 | 6.65 | 6.65 | 6.65
Build Services / UFB | H2.B | Hauling out > 400 pair cable | linear metre | 7.32 | 7.32 | 7.32 | 7.32 | 7.32 | 7.32
Build Services / UFB | H3.1A | Hauling & proving - Haul up to 1x26way ribbonet/Micronet duct - Base Rate | per metre | 2.8 | 2.8 | 2.8 | 2.8 | 2.8 | 2.8
Build Services / UFB | H3.1B | Hauling & proving - Haul up to 1x26way ribbonet/Micronet duct - Base Rate | per metre | 2.94 | 2.94 | 2.94 | 2.94 | 2.94 | 2.94
Build Services / UFB | H3.1C | Hauling & proving - Haul up to 1x26way ribbonet/Micronet duct - Base Rate | per metre | 3.08 | 3.08 | 3.08 | 3.08 | 3.08 | 3.08
Build Services / UFB | H3.1D | Hauling & proving - Haul up to 1x26way ribbonet/Micronet duct - Base Rate | per metre | 3.36 | 3.36 | 3.36 | 3.36 | 3.36 | 3.36
Build Services / UFB | H3.2A | Hauling & proving - Haul 2x up to 26way ribbonnet/Micronet duct - Base Rate | per metre | 4.4 | 4.4 | 4.4 | 4.4 | 4.4 | 4.4
Build Services / UFB | H3.2B | Hauling & proving - Haul 2x up to 26way ribbonnet/Micronet duct - Base Rate | per metre | 4.62 | 4.62 | 4.62 | 4.62 | 4.62 | 4.62
Build Services / UFB | H3.2C | Hauling & proving - Haul 2x up to 26way ribbonnet/Micronet duct - Base Rate | per metre | 4.84 | 4.84 | 4.84 | 4.84 | 4.84 | 4.84
Build Services / UFB | H3.2D | Hauling & proving - Haul 2x up to 26way ribbonnet/Micronet duct - Base Rate | per metre | 5.28 | 5.28 | 5.28 | 5.28 | 5.28 | 5.28
Build Services / UFB | H3.3A | Hauling & proving - Haul 3x up to 26way ribbonnet/Micronet duct - Base Rate | per metre | 6 | 6 | 6 | 6 | 6 | 6
Build Services / UFB | H3.3B | Hauling & proving - Haul 3x up to 26way ribbonnet/Micronet duct - Base Rate | per metre | 6.3 | 6.3 | 6.3 | 6.3 | 6.3 | 6.3
Build Services / UFB | H3.3C | Hauling & proving - Haul 3x up to 26way ribbonnet/Micronet duct - Base Rate | per metre | 6.6 | 6.6 | 6.6 | 6.6 | 6.6 | 6.6
Build Services / UFB | H3.3D | Hauling & proving - Haul 3x up to 26way ribbonnet/Micronet duct - Base Rate | per metre | 7.2 | 7.2 | 7.2 | 7.2 | 7.2 | 7.2
Build Services / UFB | H3.4A | Blow Micronet cable up to 48f into Micronet duct - Base Rate | per metre | 1.45 | 1.45 | 1.45 | 1.45 | 1.45 | 1.45
Build Services / UFB | H3.4B | Blow Micronet cable up to 48f into Micronet duct - Base Rate | per metre | 1.45 | 1.45 | 1.45 | 1.45 | 1.45 | 1.45
Build Services / UFB | H3.4C | Blow Micronet cable up to 48f into Micronet duct - Base Rate | per metre | 1.45 | 1.45 | 1.45 | 1.45 | 1.45 | 1.45
Build Services / UFB | H3.4D | Blow Micronet cable up to 48f into Micronet duct - Base Rate | per metre | 1.45 | 1.45 | 1.45 | 1.45 | 1.45 | 1.45
Build Services / UFB | H3.5A | Blow Micronet 96f cable into Micronet duct - Base Rate | per metre | 1.5 | 1.5 | 1.5 | 1.5 | 1.5 | 1.5
Build Services / UFB | H3.5B | Blow Micronet 96f cable into Micronet duct - Base Rate | per metre | 1.5 | 1.5 | 1.5 | 1.5 | 1.5 | 1.5
Build Services / UFB | H3.5C | Blow Micronet 96f cable into Micronet duct - Base Rate | per metre | 1.5 | 1.5 | 1.5 | 1.5 | 1.5 | 1.5
Build Services / UFB | H3.5D | Blow Micronet 96f cable into Micronet duct - Base Rate | per metre | 1.5 | 1.5 | 1.5 | 1.5 | 1.5 | 1.5
Build Services / UFB | H3.6A | Blow Micronet 144f cable into Micronet duct - Base Rate | per metre | 1.55 | 1.55 | 1.55 | 1.55 | 1.55 | 1.55
Build Services / UFB | H3.6B | Blow Micronet 144f cable into Micronet duct - Base Rate | per metre | 1.55 | 1.55 | 1.55 | 1.55 | 1.55 | 1.55
Build Services / UFB | H3.6C | Blow Micronet 144f cable into Micronet duct - Base Rate | per metre | 1.55 | 1.55 | 1.55 | 1.55 | 1.55 | 1.55
Build Services / UFB | H3.6D | Blow Micronet 144f cable into Micronet duct - Base Rate | per metre | 1.55 | 1.55 | 1.55 | 1.55 | 1.55 | 1.55
Build Services / UFB | H3.7A | OverHaul 1 x Micronet/Ribbonet into duct - Base Rate | per metre | 3.2 | 3.2 | 3.2 | 3.2 | 3.2 | 3.2
Build Services / UFB | H3.7B | OverHaul 1 x Micronet/Ribbonet into duct - Base Rate | per metre | 3.36 | 3.36 | 3.36 | 3.36 | 3.36 | 3.36
Build Services / UFB | H3.7C | OverHaul 1 x Micronet/Ribbonet into duct - Base Rate | per metre | 3.52 | 3.52 | 3.52 | 3.52 | 3.52 | 3.52
Build Services / UFB | H3.7D | OverHaul 1 x Micronet/Ribbonet into duct - Base Rate | per metre | 3.84 | 3.84 | 3.84 | 3.84 | 3.84 | 3.84
Build Services / UFB | H3.8A | Blow EPFU into 3mm tube - Base Rate | per metre | 0.9 | 0.9 | 0.9 | 0.9 | 0.9 | 0.9
Build Services / UFB | H3.8B | Blow EPFU into 3mm tube - Base Rate | per metre | 0.9 | 0.9 | 0.9 | 0.9 | 0.9 | 0.9
Build Services / UFB | H3.8C | Blow EPFU into 3mm tube - Base Rate | per metre | 0.9 | 0.9 | 0.9 | 0.9 | 0.9 | 0.9
Build Services / UFB | H3.8D | Blow EPFU into 3mm tube - Base Rate | per metre | 0.9 | 0.9 | 0.9 | 0.9 | 0.9 | 0.9
Build Services / UFB | H3.A | Hauling and proving ribbonet/micronet duct | linear metre | 4.87 | 4.87 | 4.87 | 4.87 | 4.87 | 4.87
Build Services / UFB | H3.B | Hauling and proving ribbonet/micronet duct | linear metre | 5.04 | 5.04 | 5.04 | 5.04 | 5.04 | 5.04
Build Services / UFB | H3EO.A | Hauling Loose Tube cable E/O when H3 is used | Per M | 0.93 | 0.93 | 0.93 | 0.93 | 0.93 | 0.93
Build Services / UFB | H3EO.B | Hauling Loose Tube cable E/O when H3 is used | Per M | 1.04 | 1.04 | 1.04 | 1.04 | 1.04 | 1.04
Build Services / UFB | H4.10A | Haul 1 x subduct / maxnet | per metre | 1.2 | 1.2 | 1.2 | 1.2 | 1.2 | 1.2
Build Services / UFB | H4.10B | Haul 1 x subduct / maxnet | per metre | 1.26 | 1.26 | 1.26 | 1.26 | 1.26 | 1.26
Build Services / UFB | H4.10C | Haul 1 x subduct / maxnet | per metre | 1.32 | 1.32 | 1.32 | 1.32 | 1.32 | 1.32
Build Services / UFB | H4.10D | Haul 1 x subduct / maxnet | per metre | 1.44 | 1.44 | 1.44 | 1.44 | 1.44 | 1.44
Build Services / UFB | H4.11A | Haul 2 x subduct | per metre | 2.1 | 2.1 | 2.1 | 2.1 | 2.1 | 2.1
Build Services / UFB | H4.11B | Haul 2 x subduct | per metre | 2.21 | 2.21 | 2.21 | 2.21 | 2.21 | 2.21
Build Services / UFB | H4.11C | Haul 2 x subduct | per metre | 2.31 | 2.31 | 2.31 | 2.31 | 2.31 | 2.31
Build Services / UFB | H4.11D | Haul 2 x subduct | per metre | 2.52 | 2.52 | 2.52 | 2.52 | 2.52 | 2.52
Build Services / UFB | H4.12A | Haul 3 x subduct | per metre | 3 | 3 | 3 | 3 | 3 | 3
Build Services / UFB | H4.12B | Haul 3 x subduct | per metre | 3.15 | 3.15 | 3.15 | 3.15 | 3.15 | 3.15
Build Services / UFB | H4.12C | Haul 3 x subduct | per metre | 3.3 | 3.3 | 3.3 | 3.3 | 3.3 | 3.3
Build Services / UFB | H4.12D | Haul 3 x subduct | per metre | 3.6 | 3.6 | 3.6 | 3.6 | 3.6 | 3.6
Build Services / UFB | H4.13A | Haul 4 x subduct | per metre | 3.8 | 3.8 | 3.8 | 3.8 | 3.8 | 3.8
Build Services / UFB | H4.13B | Haul 4 x subduct | per metre | 3.99 | 3.99 | 3.99 | 3.99 | 3.99 | 3.99
Build Services / UFB | H4.13C | Haul 4 x subduct | per metre | 4.18 | 4.18 | 4.18 | 4.18 | 4.18 | 4.18
Build Services / UFB | H4.13D | Haul 4 x subduct | per metre | 4.56 | 4.56 | 4.56 | 4.56 | 4.56 | 4.56
Build Services / UFB | H4.14A | Haul ADSSloose tube fibre cable | per metre | 1.8 | 1.8 | 1.8 | 1.8 | 1.8 | 1.8
Build Services / UFB | H4.14B | Haul ADSSloose tube fibre cable | per metre | 1.89 | 1.89 | 1.89 | 1.89 | 1.89 | 1.89
Build Services / UFB | H4.14C | Haul ADSSloose tube fibre cable | per metre | 1.98 | 1.98 | 1.98 | 1.98 | 1.98 | 1.98
Build Services / UFB | H4.14D | Haul ADSSloose tube fibre cable | per metre | 2.16 | 2.16 | 2.16 | 2.16 | 2.16 | 2.16
Build Services / UFB | H4.15A | Overhaul ADSS loose tube fibre cable | per metre | 1.9 | 1.9 | 1.9 | 1.9 | 1.9 | 1.9
Build Services / UFB | H4.15B | Overhaul ADSS loose tube fibre cable | per metre | 1.99 | 1.99 | 1.99 | 1.99 | 1.99 | 1.99
Build Services / UFB | H4.15C | Overhaul ADSS loose tube fibre cable | per metre | 2.09 | 2.09 | 2.09 | 2.09 | 2.09 | 2.09
Build Services / UFB | H4.15D | Overhaul ADSS loose tube fibre cable | per metre | 2.28 | 2.28 | 2.28 | 2.28 | 2.28 | 2.28
Build Services / UFB | H4.1A | Cable running in exchange - Includes pigcables to AOFDF - Base Rate | per metre | 4 | 4 | 4 | 4 | 4 | 4
Build Services / UFB | H4.1B | Cable running in exchange - Includes pigcables to AOFDF - Base Rate | per metre | 4.2 | 4.2 | 4.2 | 4.2 | 4.2 | 4.2
Build Services / UFB | H4.1C | Cable running in exchange - Includes pigcables to AOFDF - Base Rate | per metre | 4.4 | 4.4 | 4.4 | 4.4 | 4.4 | 4.4
Build Services / UFB | H4.1D | Cable running in exchange - Includes pigcables to AOFDF - Base Rate | per metre | 4.8 | 4.8 | 4.8 | 4.8 | 4.8 | 4.8
Build Services / UFB | H4.2A | Haul 1 x loose tube fibre cable | per metre | 1.4 | 1.4 | 1.4 | 1.4 | 1.4 | 1.4
Build Services / UFB | H4.2B | Haul 1 x loose tube fibre cable | per metre | 1.47 | 1.47 | 1.47 | 1.47 | 1.47 | 1.47
Build Services / UFB | H4.2C | Haul 1 x loose tube fibre cable | per metre | 1.54 | 1.54 | 1.54 | 1.54 | 1.54 | 1.54
Build Services / UFB | H4.2D | Haul 1 x loose tube fibre cable | per metre | 1.68 | 1.68 | 1.68 | 1.68 | 1.68 | 1.68
Build Services / UFB | H4.3A | Haul 2 x loose tube fibre cable | per metre | 2.7 | 2.7 | 2.7 | 2.7 | 2.7 | 2.7
Build Services / UFB | H4.3B | Haul 2 x loose tube fibre cable | per metre | 2.84 | 2.84 | 2.84 | 2.84 | 2.84 | 2.84
Build Services / UFB | H4.3C | Haul 2 x loose tube fibre cable | per metre | 2.97 | 2.97 | 2.97 | 2.97 | 2.97 | 2.97
Build Services / UFB | H4.3D | Haul 2 x loose tube fibre cable | per metre | 3.24 | 3.24 | 3.24 | 3.24 | 3.24 | 3.24
Build Services / UFB | H4.4A | Haul 3 x loose tube fibre cable | per metre | 3.9 | 3.9 | 3.9 | 3.9 | 3.9 | 3.9
Build Services / UFB | H4.4B | Haul 3 x loose tube fibre cable | per metre | 4.09 | 4.09 | 4.09 | 4.09 | 4.09 | 4.09
Build Services / UFB | H4.4C | Haul 3 x loose tube fibre cable | per metre | 4.29 | 4.29 | 4.29 | 4.29 | 4.29 | 4.29
Build Services / UFB | H4.4D | Haul 3 x loose tube fibre cable | per metre | 4.68 | 4.68 | 4.68 | 4.68 | 4.68 | 4.68
Build Services / UFB | H4.5A | Haul 4 x loose tube fibre cable | per metre | 5 | 5 | 5 | 5 | 5 | 5
Build Services / UFB | H4.5B | Haul 4 x loose tube fibre cable | per metre | 5.25 | 5.25 | 5.25 | 5.25 | 5.25 | 5.25
Build Services / UFB | H4.5C | Haul 4 x loose tube fibre cable | per metre | 5.5 | 5.5 | 5.5 | 5.5 | 5.5 | 5.5
Build Services / UFB | H4.5D | Haul 4 x loose tube fibre cable | per metre | 6 | 6 | 6 | 6 | 6 | 6
Build Services / UFB | H4.6A | Overhaul 1 x loose tube fibre cable | per metre | 1.5 | 1.5 | 1.5 | 1.5 | 1.5 | 1.5
Build Services / UFB | H4.6B | Overhaul 1 x loose tube fibre cable | per metre | 1.58 | 1.58 | 1.58 | 1.58 | 1.58 | 1.58
Build Services / UFB | H4.6C | Overhaul 1 x loose tube fibre cable | per metre | 1.65 | 1.65 | 1.65 | 1.65 | 1.65 | 1.65
Build Services / UFB | H4.6D | Overhaul 1 x loose tube fibre cable | per metre | 1.8 | 1.8 | 1.8 | 1.8 | 1.8 | 1.8
Build Services / UFB | H4.7A | Overhaul 2 x loose tube fibre cable | per metre | 2.9 | 2.9 | 2.9 | 2.9 | 2.9 | 2.9
Build Services / UFB | H4.7B | Overhaul 2 x loose tube fibre cable | per metre | 3.04 | 3.04 | 3.04 | 3.04 | 3.04 | 3.04
Build Services / UFB | H4.7C | Overhaul 2 x loose tube fibre cable | per metre | 3.19 | 3.19 | 3.19 | 3.19 | 3.19 | 3.19
Build Services / UFB | H4.7D | Overhaul 2 x loose tube fibre cable | per metre | 3.48 | 3.48 | 3.48 | 3.48 | 3.48 | 3.48
Build Services / UFB | H4.8A | Overhaul 3 x loose tube fibre cable | per metre | 4.2 | 4.2 | 4.2 | 4.2 | 4.2 | 4.2
Build Services / UFB | H4.8B | Overhaul 3 x loose tube fibre cable | per metre | 4.41 | 4.41 | 4.41 | 4.41 | 4.41 | 4.41
Build Services / UFB | H4.8C | Overhaul 3 x loose tube fibre cable | per metre | 4.62 | 4.62 | 4.62 | 4.62 | 4.62 | 4.62
Build Services / UFB | H4.8D | Overhaul 3 x loose tube fibre cable | per metre | 5.04 | 5.04 | 5.04 | 5.04 | 5.04 | 5.04
Build Services / UFB | H4.9A | Overhaul 4 x loose tube fibre cable | per metre | 5.4 | 5.4 | 5.4 | 5.4 | 5.4 | 5.4
Build Services / UFB | H4.9B | Overhaul 4 x loose tube fibre cable | per metre | 5.67 | 5.67 | 5.67 | 5.67 | 5.67 | 5.67
Build Services / UFB | H4.9C | Overhaul 4 x loose tube fibre cable | per metre | 5.94 | 5.94 | 5.94 | 5.94 | 5.94 | 5.94
Build Services / UFB | H4.9D | Overhaul 4 x loose tube fibre cable | per metre | 6.48 | 6.48 | 6.48 | 6.48 | 6.48 | 6.48
Build Services / UFB | H4.A | Blowing micronet cable into duct | linear metre | 1.33 | 1.33 | 1.33 | 1.33 | 1.33 | 1.33
Build Services / UFB | H4.B | Blowing micronet cable into duct | linear metre | 1.33 | 1.33 | 1.33 | 1.33 | 1.33 | 1.33
Build Services / UFB | H5.1A | Run internal fibre from POE to server - Quoted - Base Rate | per building | 0 | 0 | 0 | 0 | 0 | 0
Build Services / UFB | H5.1B | Run internal fibre from POE to server - Quoted - Base Rate | per building | 0 | 0 | 0 | 0 | 0 | 0
Build Services / UFB | H5.1C | Run internal fibre from POE to server - Quoted - Base Rate | per building | 0 | 0 | 0 | 0 | 0 | 0
Build Services / UFB | H5.1D | Run internal fibre from POE to server - Quoted - Base Rate | per building | 0 | 0 | 0 | 0 | 0 | 0
Build Services / UFB | H6.A | Cable running in exchange | linear metre | 3.8 | 3.8 | 3.8 | 3.8 | 3.8 | 3.8
Build Services / UFB | H6.B | Cable running in exchange | linear metre | 4.14 | 4.14 | 4.14 | 4.14 | 4.14 | 4.14
Build Services / UFB | H7.A | Haul loose-tube fibre cable. Includes overhauling and ADSS. | linear metre | 2.77 | 2.77 | 2.77 | 2.77 | 2.77 | 2.77
Build Services / UFB | H7.B | Haul loose-tube fibre cable. Includes overhauling and ADSS. | linear metre | 3.12 | 3.12 | 3.12 | 3.12 | 3.12 | 3.12
Build Services / UFB | HDIFF | Extra/over code for hauling through difficult ducts. Must be approved by the deployment manager on a case-by-case basis. | linear metre | 4 | 4 | 4 | 4 | 4 | 4
Build Services / UFB | HTDUX | Seal 50-100mm duct with T-Dux | each | 16.63 | 16.63 | 16.63 | 16.63 | 16.63 | 16.63
Build Services / UFB | HYD.A | Hydro trenching, includes any imported backfill that is required. | linear metre | 67.34 | 67.34 | 67.34 | 67.34 | 67.34 | 67.34
Build Services / UFB | HYD.B | Hydro trenching, includes any imported backfill that is required. | linear metre | 71.99 | 71.99 | 71.99 | 71.99 | 71.99 | 71.99
Build Services / UFB | HYDL.A | Hydro lancing, thrusting under hard surfaces to avoid cutting and reinstatement. | linear metre | 57.23 | 57.23 | 57.23 | 57.23 | 57.23 | 57.23
Build Services / UFB | HYDL.B | Hydro lancing, thrusting under hard surfaces to avoid cutting and reinstatement. | linear metre | 68.66 | 68.66 | 68.66 | 68.66 | 68.66 | 68.66
Build Services / UFB | I01 | Install Building Cabling and/or Microduct | Per Site | 14.08 | 14.08 | 14.08 | 14.08 | 14.08 | 14.08
Build Services / UFB | I02.1 | Install Support System for Cable and/or Microduct - Standard approved capping | Per Site | 14.72 | 14.72 | 14.72 | 14.72 | 14.72 | 14.72
Build Services / UFB | I02.2 | Install Support System for Cable and/or Microduct - Architrave capping | Per Site | 18.95 | 18.95 | 18.95 | 18.95 | 18.95 | 18.95
Build Services / UFB | I02.3 | Install Support System for Cable and/or Microduct - Catenary wire | Per Site | 11.53 | 11.53 | 11.53 | 11.53 | 11.53 | 11.53
Build Services / UFB | I02.4 | Install Support System for Cable and/or Microduct - Cable tray | Per Site | 93.77 | 93.77 | 93.77 | 93.77 | 93.77 | 93.77
Build Services / UFB | I02.5 | Install Support System for Cable and/or Microduct - uPVC Conduit | Per Site | 10.63 | 10.63 | 10.63 | 10.63 | 10.63 | 10.63
Build Services / UFB | I03.1 | Install Fibre Access Terminal (FAT) - Small / medium MDU | Per FAT | 220.93 | 220.93 | 220.93 | 220.93 | 220.93 | 220.93
Build Services / UFB | I03.2 | Install Fibre Access Terminal (FAT) - Large MDU (48+ DP) | Per FAT | 582.92 | 582.92 | 582.92 | 582.92 | 582.92 | 582.92
Build Services / UFB | I03.3 | Install Fibre Access Terminal (FAT) - External | Per FAT | 0 | 0 | 0 | 0 | 0 | 0
Build Services / UFB | IDT.A | Installing draw tape and/or sub-ducts | linear metre | 1.35 | 1.35 | 1.35 | 1.35 | 1.35 | 1.35
Build Services / UFB | IDT.B | Installing draw tape and/or sub-ducts | linear metre | 1.42 | 1.42 | 1.42 | 1.42 | 1.42 | 1.42
Build Services / UFB | IM1a | ASAM to ISAM migration cable preparation | Per ASAM shelf migrated (384 ports), cable distance up to 10 metres | 2705.51 | 2705.51 | 2705.51 | 2705.51 | 2705.51 | 2705.51
Build Services / UFB | IM1b | ASAM to FD-ISAM Migration additional cable | Additional metres of consigned cable installed over 10 metres (32 x 24 pair cables) | 47.26 | 47.26 | 47.26 | 47.26 | 47.26 | 47.26
Build Services / UFB | IM2 | Install ASAM bypass cables to MDF block | Per ASAM shelf migrated (384 ports) | 386.93 | 386.93 | 386.93 | 386.93 | 386.93 | 386.93
Build Services / UFB | IM3 | Bulk Customer Migration | Per ASAM shelf migrated (384 ports) | 1084.26 | 1084.26 | 1084.26 | 1084.26 | 1084.26 | 1084.26
Build Services / UFB | IM4 | Post Migration Clean up | Per ASAM/Nokia DSLAM rack recovered | 815.52 | 815.52 | 815.52 | 815.52 | 815.52 | 815.52
Build Services / UFB | IM5 | Return recovered line cards to Telecom logistics | Per line card set (line and splitter board) returned to stock | 18.16 | 18.16 | 18.16 | 18.16 | 18.16 | 18.16
Maintenance and Provisioning | Internal-OP | Internal OP contractor payment | Per unit | bar: NP03 to NP10
Maintenance and Provisioning | Internal-PS | Internal PS contractor payment | Per unit | bar: NP03 to NP10
Build Services / UFB | J02 | – Design and Quote Completed - Customer Fibre Build Request Cancelled by the Customer after Quote Provided - CAT1 | Per Design | 0 | 0 | 0 | 0 | 0 | 0
Build Services / UFB | J02A | – Design and Quote Completed - Customer Fibre Build Request Cancelled by the Customer after Quote Provided - CAT2 | Per Design | 0 | 0 | 0 | 0 | 0 | 0
Build Services / UFB | J02B | – Design and Quote Completed - Customer Fibre Build Request Cancelled by the Customer after Quote Provided- CAT3 | Per Design | 0 | 0 | 0 | 0 | 0 | 0
Build Services / UFB | J02C | – Design and Quote Completed - Customer Fibre Build Request Cancelled by the Customer after Quote Provided- CAT4 | Per Design | 0 | 0 | 0 | 0 | 0 | 0
Build Services / UFB | J02D | – Design and Quote Completed – Inside Boundary Trenching Request Cancelled by the Customer after Quote Provided. | Per Design | 0 | 0 | 0 | 0 | 0 | 0
Build Services / UFB | J02E | – Design and Quote Completed – Network Relocation Request Cancelled by the Customer after Quote Provided. | Per Design | 0 | 0 | 0 | 0 | 0 | 0
Build Services / UFB | J02F | – Design and Quote Completed – Copper Network Extension / Augmentation Request Cancelled by the Customer after Quote Provided. | Per Design | 0 | 0 | 0 | 0 | 0 | 0
Build Services / UFB | J02G | – Design and Quote Completed – Demolition / Network Removal Request Cancelled by the Customer after Quote Provided. | Per Design | 0 | 0 | 0 | 0 | 0 | 0
Build Services / UFB | J02H | – Design and Quote Completed – Overhead to Underground (OHUG) Network Removal Request Cancelled by the Customer after Quote Provided. | Per Design | 0 | 0 | 0 | 0 | 0 | 0
Build Services / UFB | J1.10A | Straight joint up to 4w Micronet | per connection | 80.3 | 80.3 | 80.3 | 80.3 | 80.3 | 80.3
Build Services / UFB | J1.10B | Straight joint up to 4w Micronet | per connection | 92.34 | 92.34 | 92.34 | 92.34 | 92.34 | 92.34
Build Services / UFB | J1.10C | Straight joint up to 4w Micronet | per connection | 98.37 | 98.37 | 98.37 | 98.37 | 98.37 | 98.37
Build Services / UFB | J1.10D | Straight joint up to 4w Micronet | per connection | 116.44 | 116.44 | 116.44 | 116.44 | 116.44 | 116.44
Build Services / UFB | J1.11A | Straight joint up to 7w Micronet | per connection | 82.5 | 82.5 | 82.5 | 82.5 | 82.5 | 82.5
Build Services / UFB | J1.11B | Straight joint up to 7w Micronet | per connection | 94.87 | 94.87 | 94.87 | 94.87 | 94.87 | 94.87
Build Services / UFB | J1.11C | Straight joint up to 7w Micronet | per connection | 101.06 | 101.06 | 101.06 | 101.06 | 101.06 | 101.06
Build Services / UFB | J1.11D | Straight joint up to 7w Micronet | per connection | 119.63 | 119.63 | 119.63 | 119.63 | 119.63 | 119.63
Build Services / UFB | J1.12A | Splice up to 12F Loose Tube fibre cable | per connection | 585.2 | 585.2 | 585.2 | 585.2 | 585.2 | 585.2
Build Services / UFB | J1.12B | Splice up to 12F Loose Tube fibre cable | per connection | 596 | 596 | 596 | 596 | 596 | 596
Build Services / UFB | J1.12C | Splice up to 12F Loose Tube fibre cable | per connection | 601.4 | 601.4 | 601.4 | 601.4 | 601.4 | 601.4
Build Services / UFB | J1.12D | Splice up to 12F Loose Tube fibre cable | per connection | 617.6 | 617.6 | 617.6 | 617.6 | 617.6 | 617.6
Build Services / UFB | J1.13A | Splice up to 24FLoose Tube fibre cable | per connection | 662.1 | 662.1 | 662.1 | 662.1 | 662.1 | 662.1
Build Services / UFB | J1.13B | Splice up to 24FLoose Tube fibre cable | per connection | 674.1 | 674.1 | 674.1 | 674.1 | 674.1 | 674.1
Build Services / UFB | J1.13C | Splice up to 24FLoose Tube fibre cable | per connection | 680.1 | 680.1 | 680.1 | 680.1 | 680.1 | 680.1
Build Services / UFB | J1.13D | Splice up to 24FLoose Tube fibre cable | per connection | 698.1 | 698.1 | 698.1 | 698.1 | 698.1 | 698.1
Build Services / UFB | J1.14A | Splice up to 48FLoose Tube fibre cable | per connection | 785.38 | 785.38 | 785.38 | 785.38 | 785.38 | 785.38
Build Services / UFB | J1.14B | Splice up to 48FLoose Tube fibre cable | per connection | 798.58 | 798.58 | 798.58 | 798.58 | 798.58 | 798.58
Build Services / UFB | J1.14C | Splice up to 48FLoose Tube fibre cable | per connection | 805.18 | 805.18 | 805.18 | 805.18 | 805.18 | 805.18
Build Services / UFB | J1.14D | Splice up to 48FLoose Tube fibre cable | per connection | 824.98 | 824.98 | 824.98 | 824.98 | 824.98 | 824.98
Build Services / UFB | J1.15A | Splice up to 96FLoose Tube fibre cable | per connection | 1203.73 | 1203.73 | 1203.73 | 1203.73 | 1203.73 | 1203.73
Build Services / UFB | J1.15B | Splice up to 96FLoose Tube fibre cable | per connection | 1218.13 | 1218.13 | 1218.13 | 1218.13 | 1218.13 | 1218.13
Build Services / UFB | J1.15C | Splice up to 96FLoose Tube fibre cable | per connection | 1225.33 | 1225.33 | 1225.33 | 1225.33 | 1225.33 | 1225.33
Build Services / UFB | J1.15D | Splice up to 96FLoose Tube fibre cable | per connection | 1246.93 | 1246.93 | 1246.93 | 1246.93 | 1246.93 | 1246.93
Build Services / UFB | J1.16A | Splice up to 144FLoose Tube fibre cable | per connection | 1721.25 | 1721.25 | 1721.25 | 1721.25 | 1721.25 | 1721.25
Build Services / UFB | J1.16B | Splice up to 144FLoose Tube fibre cable | per connection | 1736.85 | 1736.85 | 1736.85 | 1736.85 | 1736.85 | 1736.85
Build Services / UFB | J1.16C | Splice up to 144FLoose Tube fibre cable | per connection | 1744.65 | 1744.65 | 1744.65 | 1744.65 | 1744.65 | 1744.65
Build Services / UFB | J1.16D | Splice up to 144FLoose Tube fibre cable | per connection | 1768.05 | 1768.05 | 1768.05 | 1768.05 | 1768.05 | 1768.05
Build Services / UFB | J1.17A | Splice up to 312F loose tube fibre cable | per connection | 3114.64 | 3114.64 | 3114.64 | 3114.64 | 3114.64 | 3114.64
Build Services / UFB | J1.17B | Splice up to 312F loose tube fibre cable | per connection | 3132.64 | 3132.64 | 3132.64 | 3132.64 | 3132.64 | 3132.64
Build Services / UFB | J1.17C | Splice up to 312F loose tube fibre cable | per connection | 3141.64 | 3141.64 | 3141.64 | 3141.64 | 3141.64 | 3141.64
Build Services / UFB | J1.17D | Splice up to 312F loose tube fibre cable | per connection | 3168.64 | 3168.64 | 3168.64 | 3168.64 | 3168.64 | 3168.64
Build Services / UFB | J1.18A | Splice up to 312F loose tube fibre cable gateway joint | per connection | 4658.14 | 4658.14 | 4658.14 | 4658.14 | 4658.14 | 4658.14
Build Services / UFB | J1.18B | Splice up to 312F loose tube fibre cable gateway joint | per connection | 4677.34 | 4677.34 | 4677.34 | 4677.34 | 4677.34 | 4677.34
Build Services / UFB | J1.18C | Splice up to 312F loose tube fibre cable gateway joint | per connection | 4686.94 | 4686.94 | 4686.94 | 4686.94 | 4686.94 | 4686.94
Build Services / UFB | J1.18D | Splice up to 312F loose tube fibre cable gateway joint | per connection | 4715.74 | 4715.74 | 4715.74 | 4715.74 | 4715.74 | 4715.74
Build Services / UFB | J1.19A | Splice up to 12F Micronet cable | per connection | 585.2 | 585.2 | 585.2 | 585.2 | 585.2 | 585.2
Build Services / UFB | J1.19B | Splice up to 12F Micronet cable | per connection | 596 | 596 | 596 | 596 | 596 | 596
Build Services / UFB | J1.19C | Splice up to 12F Micronet cable | per connection | 601.4 | 601.4 | 601.4 | 601.4 | 601.4 | 601.4
Build Services / UFB | J1.19D | Splice up to 12F Micronet cable | per connection | 617.6 | 617.6 | 617.6 | 617.6 | 617.6 | 617.6
Build Services / UFB | J1.1A | Standard exchange work (GPON connection to port on existing card, pigtails, patchcords etc) | per exchange | 403.62 | 403.62 | 403.62 | 403.62 | 403.62 | 403.62
Build Services / UFB | J1.1B | Standard exchange work (GPON connection to port on existing card, pigtails, patchcords etc) | per exchange | 403.62 | 403.62 | 403.62 | 403.62 | 403.62 | 403.62
Build Services / UFB | J1.1C | Standard exchange work (GPON connection to port on existing card, pigtails, patchcords etc) | per exchange | 403.62 | 403.62 | 403.62 | 403.62 | 403.62 | 403.62
Build Services / UFB | J1.1D | Standard exchange work (GPON connection to port on existing card, pigtails, patchcords etc) | per exchange | 403.62 | 403.62 | 403.62 | 403.62 | 403.62 | 403.62
Build Services / UFB | J1.20A | Splice up to 24F Micronet cable | per connection | 662.1 | 662.1 | 662.1 | 662.1 | 662.1 | 662.1
Build Services / UFB | J1.20B | Splice up to 24F Micronet cable | per connection | 674.1 | 674.1 | 674.1 | 674.1 | 674.1 | 674.1
Build Services / UFB | J1.20C | Splice up to 24F Micronet cable | per connection | 680.1 | 680.1 | 680.1 | 680.1 | 680.1 | 680.1
Build Services / UFB | J1.20D | Splice up to 24F Micronet cable | per connection | 698.1 | 698.1 | 698.1 | 698.1 | 698.1 | 698.1
Build Services / UFB | J1.21A | Splice up to 48F Micronet cable | per connection | 785.38 | 785.38 | 785.38 | 785.38 | 785.38 | 785.38
Build Services / UFB | J1.21B | Splice up to 48F Micronet cable | per connection | 798.58 | 798.58 | 798.58 | 798.58 | 798.58 | 798.58
Build Services / UFB | J1.21C | Splice up to 48F Micronet cable | per connection | 805.18 | 805.18 | 805.18 | 805.18 | 805.18 | 805.18
Build Services / UFB | J1.21D | Splice up to 48F Micronet cable | per connection | 824.98 | 824.98 | 824.98 | 824.98 | 824.98 | 824.98
Build Services / UFB | J1.22A | Splice up to 96F Micronet cable | per connection | 1203.73 | 1203.73 | 1203.73 | 1203.73 | 1203.73 | 1203.73
Build Services / UFB | J1.22B | Splice up to 96F Micronet cable | per connection | 1218.13 | 1218.13 | 1218.13 | 1218.13 | 1218.13 | 1218.13
Build Services / UFB | J1.22C | Splice up to 96F Micronet cable | per connection | 1225.33 | 1225.33 | 1225.33 | 1225.33 | 1225.33 | 1225.33
Build Services / UFB | J1.22D | Splice up to 96F Micronet cable | per connection | 1246.93 | 1246.93 | 1246.93 | 1246.93 | 1246.93 | 1246.93
Build Services / UFB | J1.23A | Splice up to 144F Micronet cable | per connection | 1721.25 | 1721.25 | 1721.25 | 1721.25 | 1721.25 | 1721.25
Build Services / UFB | J1.23B | Splice up to 144F Micronet cable | per connection | 1736.85 | 1736.85 | 1736.85 | 1736.85 | 1736.85 | 1736.85
Build Services / UFB | J1.23C | Splice up to 144F Micronet cable | per connection | 1744.65 | 1744.65 | 1744.65 | 1744.65 | 1744.65 | 1744.65
Build Services / UFB | J1.23D | Splice up to 144F Micronet cable | per connection | 1768.05 | 1768.05 | 1768.05 | 1768.05 | 1768.05 | 1768.05
Build Services / UFB | J1.24A | Splice up to 192F Micronet cable | per connection | 1857.27 | 1857.27 | 1857.27 | 1857.27 | 1857.27 | 1857.27
Build Services / UFB | J1.24B | Splice up to 192F Micronet cable | per connection | 1874.07 | 1874.07 | 1874.07 | 1874.07 | 1874.07 | 1874.07
Build Services / UFB | J1.24C | Splice up to 192F Micronet cable | per connection | 1882.47 | 1882.47 | 1882.47 | 1882.47 | 1882.47 | 1882.47
Build Services / UFB | J1.24D | Splice up to 192F Micronet cable | per connection | 1907.67 | 1907.67 | 1907.67 | 1907.67 | 1907.67 | 1907.67
Build Services / UFB | J1.25A | Treadplate closure protection | Per Treadplate installed | 143.78 | 143.78 | 143.78 | 143.78 | 143.78 | 143.78
Build Services / UFB | J1.25B | Treadplate closure protection | Per Treadplate installed | 145.28 | 145.28 | 145.28 | 145.28 | 145.28 | 145.28
Build Services / UFB | J1.25C | Treadplate closure protection | Per Treadplate installed | 146.03 | 146.03 | 146.03 | 146.03 | 146.03 | 146.03
Build Services / UFB | J1.25D | Treadplate closure protection | Per Treadplate installed | 148.28 | 148.28 | 148.28 | 148.28 | 148.28 | 148.28
Build Services / UFB | J1.26A | New Cable loop management Includes multiple cables. | Per loops managed | 204.65 | 204.65 | 204.65 | 204.65 | 204.65 | 204.65
Build Services / UFB | J1.26B | New Cable loop management Includes multiple cables. | Per loops managed | 206.9 | 206.9 | 206.9 | 206.9 | 206.9 | 206.9
Build Services / UFB | J1.26C | New Cable loop management Includes multiple cables. | Per loops managed | 208.03 | 208.03 | 208.03 | 208.03 | 208.03 | 208.03
Build Services / UFB | J1.26D | New Cable loop management Includes multiple cables. | Per loops managed | 211.4 | 211.4 | 211.4 | 211.4 | 211.4 | 211.4
Build Services / UFB | J1.27A | Cable protection in pits and M/Hs. Can be split subduct and M/H bracketry if required. | Per Cable protected | 110.51 | 110.51 | 110.51 | 110.51 | 110.51 | 110.51
Build Services / UFB | J1.27B | Cable protection in pits and M/Hs. Can be split subduct and M/H bracketry if required. | Per Cable protected | 112.01 | 112.01 | 112.01 | 112.01 | 112.01 | 112.01
Build Services / UFB | J1.27C | Cable protection in pits and M/Hs. Can be split subduct and M/H bracketry if required. | Per Cable protected | 112.76 | 112.76 | 112.76 | 112.76 | 112.76 | 112.76
Build Services / UFB | J1.27D | Cable protection in pits and M/Hs. Can be split subduct and M/H bracketry if required. | Per Cable protected | 115.01 | 115.01 | 115.01 | 115.01 | 115.01 | 115.01
Build Services / UFB | J1.28A | Installing splice closure | Per Closure installed | 140 | 140 | 140 | 140 | 140 | 140
Build Services / UFB | J1.28B | Installing splice closure | Per Closure installed | 142.25 | 142.25 | 142.25 | 142.25 | 142.25 | 142.25
Build Services / UFB | J1.28C | Installing splice closure | Per Closure installed | 143.38 | 143.38 | 143.38 | 143.38 | 143.38 | 143.38
Build Services / UFB | J1.28D | Installing splice closure | Per Closure installed | 146.75 | 146.75 | 146.75 | 146.75 | 146.75 | 146.75
Build Services / UFB | J1.29A | Seal and protect 12/26 way ribbonet duct ends | per item | 67.88 | 67.88 | 67.88 | 67.88 | 67.88 | 67.88
Build Services / UFB | J1.29B | Seal and protect 12/26 way ribbonet duct ends | per item | 69.38 | 69.38 | 69.38 | 69.38 | 69.38 | 69.38
Build Services / UFB | J1.29C | Seal and protect 12/26 way ribbonet duct ends | per item | 70.13 | 70.13 | 70.13 | 70.13 | 70.13 | 70.13
Build Services / UFB | J1.29D | Seal and protect 12/26 way ribbonet duct ends | per item | 72.38 | 72.38 | 72.38 | 72.38 | 72.38 | 72.38
Build Services / UFB | J1.2A | Lay up fibres in control joint/ABFFP/Exchange - per 12f | per 12F | 52.45 | 52.45 | 52.45 | 52.45 | 52.45 | 52.45
Build Services / UFB | J1.2B | Lay up fibres in control joint/ABFFP/Exchange - per 12f | per 12F | 52.78 | 52.78 | 52.78 | 52.78 | 52.78 | 52.78
Build Services / UFB | J1.2C | Lay up fibres in control joint/ABFFP/Exchange - per 12f | per 12F | 52.95 | 52.95 | 52.95 | 52.95 | 52.95 | 52.95
Build Services / UFB | J1.2D | Lay up fibres in control joint/ABFFP/Exchange - per 12f | per 12F | 53.44 | 53.44 | 53.44 | 53.44 | 53.44 | 53.44
Build Services / UFB | J1.30A | Seal and protect 4/7 way micronet duct ends | per item | 45.38 | 45.38 | 45.38 | 45.38 | 45.38 | 45.38
Build Services / UFB | J1.30B | Seal and protect 4/7 way micronet duct ends | per item | 45.38 | 45.38 | 45.38 | 45.38 | 45.38 | 45.38
Build Services / UFB | J1.30C | Seal and protect 4/7 way micronet duct ends | per item | 45.38 | 45.38 | 45.38 | 45.38 | 45.38 | 45.38
Build Services / UFB | J1.30D | Seal and protect 4/7 way micronet duct ends | per item | 45.38 | 45.38 | 45.38 | 45.38 | 45.38 | 45.38
Build Services / UFB | J1.3A | Install first splitter installation in ABFFPor FFFFP - Includes connection to feeder fibre. | per cabinet | 769.42 | 769.42 | 769.42 | 769.42 | 769.42 | 769.42
Build Services / UFB | J1.3B | Install first splitter installation in ABFFPor FFFFP - Includes connection to feeder fibre. | per cabinet | 769.42 | 769.42 | 769.42 | 769.42 | 769.42 | 769.42
Build Services / UFB | J1.3C | Install first splitter installation in ABFFPor FFFFP - Includes connection to feeder fibre. | per cabinet | 769.42 | 769.42 | 769.42 | 769.42 | 769.42 | 769.42
Build Services / UFB | J1.3D | Install first splitter installation in ABFFPor FFFFP - Includes connection to feeder fibre. | per cabinet | 769.42 | 769.42 | 769.42 | 769.42 | 769.42 | 769.42
Build Services / UFB | J1.4A | Straight joint up to 1w ribbonet | per connection | 77 | 77 | 77 | 77 | 77 | 77
Build Services / UFB | J1.4B | Straight joint up to 1w ribbonet | per connection | 88.55 | 88.55 | 88.55 | 88.55 | 88.55 | 88.55
Build Services / UFB | J1.4C | Straight joint up to 1w ribbonet | per connection | 94.33 | 94.33 | 94.33 | 94.33 | 94.33 | 94.33
Build Services / UFB | J1.4D | Straight joint up to 1w ribbonet | per connection | 111.65 | 111.65 | 111.65 | 111.65 | 111.65 | 111.65
Build Services / UFB | J1.5A | Straight joint up to 4w ribbonet | per connection | 80.3 | 80.3 | 80.3 | 80.3 | 80.3 | 80.3
Build Services / UFB | J1.5B | Straight joint up to 4w ribbonet | per connection | 92.34 | 92.34 | 92.34 | 92.34 | 92.34 | 92.34
Build Services / UFB | J1.5C | Straight joint up to 4w ribbonet | per connection | 98.37 | 98.37 | 98.37 | 98.37 | 98.37 | 98.37
Build Services / UFB | J1.5D | Straight joint up to 4w ribbonet | per connection | 116.44 | 116.44 | 116.44 | 116.44 | 116.44 | 116.44
Build Services / UFB | J1.6A | Straight joint up to 7w ribbonet | per connection | 82.5 | 82.5 | 82.5 | 82.5 | 82.5 | 82.5
Build Services / UFB | J1.6B | Straight joint up to 7w ribbonet | per connection | 94.87 | 94.87 | 94.87 | 94.87 | 94.87 | 94.87
Build Services / UFB | J1.6C | Straight joint up to 7w ribbonet | per connection | 101.06 | 101.06 | 101.06 | 101.06 | 101.06 | 101.06
Build Services / UFB | J1.6D | Straight joint up to 7w ribbonet | per connection | 119.63 | 119.63 | 119.63 | 119.63 | 119.63 | 119.63
Build Services / UFB | J1.7A | Straight joint up to 12w ribbonet | per connection | 88 | 88 | 88 | 88 | 88 | 88
Build Services / UFB | J1.7B | Straight joint up to 12w ribbonet | per connection | 101.2 | 101.2 | 101.2 | 101.2 | 101.2 | 101.2
Build Services / UFB | J1.7C | Straight joint up to 12w ribbonet | per connection | 107.8 | 107.8 | 107.8 | 107.8 | 107.8 | 107.8
Build Services / UFB | J1.7D | Straight joint up to 12w ribbonet | per connection | 127.6 | 127.6 | 127.6 | 127.6 | 127.6 | 127.6
Build Services / UFB | J1.8A | Straight joint up to 26w ribbonet | per connection | 99 | 99 | 99 | 99 | 99 | 99
Build Services / UFB | J1.8B | Straight joint up to 26w ribbonet | per connection | 113.85 | 113.85 | 113.85 | 113.85 | 113.85 | 113.85
Build Services / UFB | J1.8C | Straight joint up to 26w ribbonet | per connection | 121.28 | 121.28 | 121.28 | 121.28 | 121.28 | 121.28
Build Services / UFB | J1.8D | Straight joint up to 26w ribbonet | per connection | 143.55 | 143.55 | 143.55 | 143.55 | 143.55 | 143.55
Build Services / UFB | J1.9A | Straight joint up to 1w Micronet | per connection | 77 | 77 | 77 | 77 | 77 | 77
Build Services / UFB | J1.9B | Straight joint up to 1w Micronet | per connection | 88.55 | 88.55 | 88.55 | 88.55 | 88.55 | 88.55
Build Services / UFB | J1.9C | Straight joint up to 1w Micronet | per connection | 94.33 | 94.33 | 94.33 | 94.33 | 94.33 | 94.33
Build Services / UFB | J1.9D | Straight joint up to 1w Micronet | per connection | 111.65 | 111.65 | 111.65 | 111.65 | 111.65 | 111.65
Build Services / UFB | J12.A | Splice up to 12F fibre cable | each | 351.86 | 351.86 | 351.86 | 351.86 | 351.86 | 351.86
Build Services / UFB | J12.B | Splice up to 12F fibre cable | each | 360.46 | 360.46 | 360.46 | 360.46 | 360.46 | 360.46
Build Services / UFB | J144.A | Splice up to 144F fibre cable | each | 1442.63 | 1442.63 | 1442.63 | 1442.63 | 1442.63 | 1442.63
Build Services / UFB | J144.B | Splice up to 144F fibre cable | each | 1459.28 | 1459.28 | 1459.28 | 1459.28 | 1459.28 | 1459.28
Build Services / UFB | J192.A | Splice up to 192F micronet fibre cable | each | 1570.32 | 1570.32 | 1570.32 | 1570.32 | 1570.32 | 1570.32
Build Services / UFB | J192.B | Splice up to 192F micronet fibre cable | each | 1591.63 | 1591.63 | 1591.63 | 1591.63 | 1591.63 | 1591.63
Build Services / UFB | J24.A | Splice up to 24F fibre cable | each | 556.5 | 556.5 | 556.5 | 556.5 | 556.5 | 556.5
Build Services / UFB | J24.B | Splice up to 24F fibre cable | each | 569.3 | 569.3 | 569.3 | 569.3 | 569.3 | 569.3
Build Services / UFB | J312.A | Splice up to 312F loose-tube fibre cable | each | 2636.94 | 2636.94 | 2636.94 | 2636.94 | 2636.94 | 2636.94
Build Services / UFB | J312.B | Splice up to 312F loose-tube fibre cable | each | 2656.74 | 2656.74 | 2656.74 | 2656.74 | 2656.74 | 2656.74
Build Services / UFB | J312G.A | Splice up to 312F loose-tube fibre cable gateway joint | each | 3904.91 | 3904.91 | 3904.91 | 3904.91 | 3904.91 | 3904.91
Build Services / UFB | J312G.B | Splice up to 312F loose-tube fibre cable gateway joint | each | 3918.28 | 3918.28 | 3918.28 | 3918.28 | 3918.28 | 3918.28
Build Services / UFB | J48.A | Splice up to 48F fibre cable | each | 660.58 | 660.58 | 660.58 | 660.58 | 660.58 | 660.58
Build Services / UFB | J48.B | Splice up to 48F fibre cable | each | 673.92 | 673.92 | 673.92 | 673.92 | 673.92 | 673.92
Build Services / UFB | J96.A | Splice up to 96F fibre cable | each | 1011.88 | 1011.88 | 1011.88 | 1011.88 | 1011.88 | 1011.88
Build Services / UFB | J96.B | Splice up to 96F fibre cable | each | 1024.9 | 1024.9 | 1024.9 | 1024.9 | 1024.9 | 1024.9
Build Services / UFB | JCLS.A | Installing splice closure and/or set up to splice | closure | 125.74 | 125.74 | 125.74 | 125.74 | 125.74 | 125.74
Build Services / UFB | JCLS.B | Installing splice closure and/or set up to splice | closure | 128.16 | 128.16 | 128.16 | 128.16 | 128.16 | 128.16
Build Services / UFB | JCONT.A | Splicing and Jointing, lay up fibres in control joint/ABFFP/exchange per 12f | each | 49.91 | 49.91 | 49.91 | 49.91 | 49.91 | 49.91
Build Services / UFB | JCONT.B | Splicing and Jointing, lay up fibres in control joint/ABFFP/exchange per 12f | each | 50.32 | 50.32 | 50.32 | 50.32 | 50.32 | 50.32
Build Services / UFB | JCPP.A | Cable protection in pits and manholes. Can be split subduct and manhole bracketry if required. | connection | 99.39 | 99.39 | 99.39 | 99.39 | 99.39 | 99.39
Build Services / UFB | JCPP.B | Cable protection in pits and manholes. Can be split subduct and manhole bracketry if required. | connection | 100.75 | 100.75 | 100.75 | 100.75 | 100.75 | 100.75
Build Services / UFB | JLP.A | New cable loop management. Includes multiple cables. | connection | 183.47 | 183.47 | 183.47 | 183.47 | 183.47 | 183.47
Build Services / UFB | JLP.B | New cable loop management. Includes multiple cables. | connection | 185.85 | 185.85 | 185.85 | 185.85 | 185.85 | 185.85
Build Services / UFB | JPTRD.A | Treadplate closure protection | each | 128.85 | 128.85 | 128.85 | 128.85 | 128.85 | 128.85
Build Services / UFB | JPTRD.B | Treadplate closure protection | each | 130.47 | 130.47 | 130.47 | 130.47 | 130.47 | 130.47
Build Services / UFB | JREG.A | Regroup working fibre | Per CCt | 52 | 52 | 52 | 52 | 52 | 52
Build Services / UFB | JREG.B | Regroup working fibre | Per CCt | 52 | 52 | 52 | 52 | 52 | 52
Build Services / UFB | JSPLT.A | Splicing and Jointing, install first splitter installation in ABFFP or FFFFP. Includes connection to feeder fibre, exchange work and any testing or certification that is required. | each | 789.43 | 789.43 | 789.43 | 789.43 | 789.43 | 789.43
Build Services / UFB | JSPLT.B | Splicing and Jointing, install first splitter installation in ABFFP or FFFFP. Includes connection to feeder fibre, exchange work and any testing or certification that is required. | each | 789.43 | 789.43 | 789.43 | 789.43 | 789.43 | 789.43
Maintenance and Provisioning | L1 | Location Of Underground Plant At A Specific Location | Per order | 64.69 | 64.69 | 64.69 | 64.69 | 64.69 | 64.69
Build Services / UFB | L1.1A | 1.5m fixed fibre | per lateral | 213.9 | 213.9 | 213.9 | 213.9 | 213.9 | 213.9
Build Services / UFB | L1.1B | 1.5m fixed fibre | per lateral | 224.59 | 224.59 | 224.59 | 224.59 | 224.59 | 224.59
Build Services / UFB | L1.1C | 1.5m fixed fibre | per lateral | 235.29 | 235.29 | 235.29 | 235.29 | 235.29 | 235.29
Build Services / UFB | L1.1D | 1.5m fixed fibre | per lateral | 256.68 | 256.68 | 256.68 | 256.68 | 256.68 | 256.68
Build Services / UFB | L1.2A | 3m fixed fibre | per lateral | 287.5 | 287.5 | 287.5 | 287.5 | 287.5 | 287.5
Build Services / UFB | L1.2B | 3m fixed fibre | per lateral | 301.88 | 301.88 | 301.88 | 301.88 | 301.88 | 301.88
Build Services / UFB | L1.2C | 3m fixed fibre | per lateral | 316.25 | 316.25 | 316.25 | 316.25 | 316.25 | 316.25
Build Services / UFB | L1.2D | 3m fixed fibre | per lateral | 345 | 345 | 345 | 345 | 345 | 345
Build Services / UFB | L1.3A | 1.5m air blown fibre | per lateral | 311.65 | 311.65 | 311.65 | 311.65 | 311.65 | 311.65
Build Services / UFB | L1.3B | 1.5m air blown fibre | per lateral | 327.23 | 327.23 | 327.23 | 327.23 | 327.23 | 327.23
Build Services / UFB | L1.3C | 1.5m air blown fibre | per lateral | 342.81 | 342.81 | 342.81 | 342.81 | 342.81 | 342.81
Build Services / UFB | L1.3D | 1.5m air blown fibre | per lateral | 373.98 | 373.98 | 373.98 | 373.98 | 373.98 | 373.98
Build Services / UFB | L1.4A | 3m air blown fibre | per lateral | 385.25 | 385.25 | 385.25 | 385.25 | 385.25 | 385.25
Build Services / UFB | L1.4B | 3m air blown fibre | per lateral | 404.51 | 404.51 | 404.51 | 404.51 | 404.51 | 404.51
Build Services / UFB | L1.4C | 3m air blown fibre | per lateral | 423.77 | 423.77 | 423.77 | 423.77 | 423.77 | 423.77
Build Services / UFB | L1.4D | 3m air blown fibre | per lateral | 462.3 | 462.3 | 462.3 | 462.3 | 462.3 | 462.3
Build Services / UFB | L1.A | Laterals base rate (fixed and air-blown), includes an allowance for excessive depths. Up to 1.5m lengths, any extensions use the normal trenching code (T1) | each | 280.72 | 280.72 | 280.72 | 280.72 | 280.72 | 280.72
Build Services / UFB | L1.B | Laterals base rate (fixed and air-blown), includes an allowance for excessive depths. Up to 1.5m lengths, any extensions use the normal trenching code (T1) | each | 299.48 | 299.48 | 299.48 | 299.48 | 299.48 | 299.48
Maintenance and Provisioning | L2 | Location Of Underground Plant Along A Linear Path Or Multiple Visit Site | Time - 15 minute blocks | 16.18 | 16.18 | 16.18 | 16.18 | 16.18 | 16.18
Build Services / UFB | L2.1A | Seal | per lateral | 90 | 90 | 90 | 90 | 90 | 90
Build Services / UFB | L2.1B | Seal | per lateral | 94.5 | 94.5 | 94.5 | 94.5 | 94.5 | 94.5
Build Services / UFB | L2.1C | Seal | per lateral | 99 | 99 | 99 | 99 | 99 | 99
Build Services / UFB | L2.1D | Seal | per lateral | 108 | 108 | 108 | 108 | 108 | 108
Build Services / UFB | L2.2A | Concrete | per lateral | 127.5 | 127.5 | 127.5 | 127.5 | 127.5 | 127.5
Build Services / UFB | L2.2B | Concrete | per lateral | 133.88 | 133.88 | 133.88 | 133.88 | 133.88 | 133.88
Build Services / UFB | L2.2C | Concrete | per lateral | 140.25 | 140.25 | 140.25 | 140.25 | 140.25 | 140.25
Build Services / UFB | L2.2D | Concrete | per lateral | 153 | 153 | 153 | 153 | 153 | 153
Build Services / UFB | L2.3A | Special | per lateral | 127.5 | 127.5 | 127.5 | 127.5 | 127.5 | 127.5
Build Services / UFB | L2.3B | Special | per lateral | 133.88 | 133.88 | 133.88 | 133.88 | 133.88 | 133.88
Build Services / UFB | L2.3C | Special | per lateral | 140.25 | 140.25 | 140.25 | 140.25 | 140.25 | 140.25
Build Services / UFB | L2.3D | Special | per lateral | 153 | 153 | 153 | 153 | 153 | 153
Build Services / UFB | L2P | Laterals, terminate (3.5m) up a pole | each | 113.79 | 113.79 | 113.79 | 113.79 | 113.79 | 113.79
Maintenance and Provisioning | L3 | Standovers | Time - 15 minute blocks | 12.95 | 12.95 | 12.95 | 12.95 | 12.95 | 12.95
Build Services / UFB | L3.1A | Loose rock | per lateral | 75 | 75 | 75 | 75 | 75 | 75
Build Services / UFB | L3.1B | Loose rock | per lateral | 78.75 | 78.75 | 78.75 | 78.75 | 78.75 | 78.75
Build Services / UFB | L3.1C | Loose rock | per lateral | 82.5 | 82.5 | 82.5 | 82.5 | 82.5 | 82.5
Build Services / UFB | L3.1D | Loose rock | per lateral | 90 | 90 | 90 | 90 | 90 | 90
Build Services / UFB | L3.2A | Hard rock | per lateral | 150 | 150 | 150 | 150 | 150 | 150
Build Services / UFB | L3.2B | Hard rock | per lateral | 157.5 | 157.5 | 157.5 | 157.5 | 157.5 | 157.5
Build Services / UFB | L3.2C | Hard rock | per lateral | 165 | 165 | 165 | 165 | 165 | 165
Build Services / UFB | L3.2D | Hard rock | per lateral | 180 | 180 | 180 | 180 | 180 | 180
Maintenance and Provisioning | L4 | High Load Escorts | Use Codes 191 & 192 as set out | 11.98 | 11.98 | 11.98 | 11.98 | 11.98 | 11.98
Build Services / UFB | L4.1A | terminate at pole | per lateral | 87.24 | 87.24 | 87.24 | 87.24 | 87.24 | 87.24
Build Services / UFB | L4.1B | terminate at pole | per lateral | 87.24 | 87.24 | 87.24 | 87.24 | 87.24 | 87.24
Build Services / UFB | L4.1C | terminate at pole | per lateral | 87.24 | 87.24 | 87.24 | 87.24 | 87.24 | 87.24
Build Services / UFB | L4.1D | terminate at pole | per lateral | 87.24 | 87.24 | 87.24 | 87.24 | 87.24 | 87.24
Build Services / UFB | L4.2A | terminate 3.5m up pole | per lateral | 119.78 | 119.78 | 119.78 | 119.78 | 119.78 | 119.78
Build Services / UFB | L4.2B | terminate 3.5m up pole | per lateral | 119.78 | 119.78 | 119.78 | 119.78 | 119.78 | 119.78
Build Services / UFB | L4.2C | terminate 3.5m up pole | per lateral | 119.78 | 119.78 | 119.78 | 119.78 | 119.78 | 119.78
Build Services / UFB | L4.2D | terminate 3.5m up pole | per lateral | 119.78 | 119.78 | 119.78 | 119.78 | 119.78 | 119.78
Maintenance and Provisioning | L5 | External Customer and civil contractor education | Per order (Per presentation) | 157.36 | 157.36 | 157.36 | 157.36 | 157.36 | 157.36
Build Services / UFB | L5.1A | Lateral extension | per metre | 59 | 59 | 59 | 59 | 59 | 59
Build Services / UFB | L5.1B | Lateral extension | per metre | 61.95 | 61.95 | 61.95 | 61.95 | 61.95 | 61.95
Build Services / UFB | L5.1C | Lateral extension | per metre | 64.9 | 64.9 | 64.9 | 64.9 | 64.9 | 64.9
Build Services / UFB | L5.1D | Lateral extension | per metre | 70.8 | 70.8 | 70.8 | 70.8 | 70.8 | 70.8
Maintenance and Provisioning | L6 | Evaluation Only | Per order (Per evaluation) | 16.17 | 16.17 | 16.17 | 16.17 | 16.17 | 16.17
Build Services / UFB | L6.1A | Lateral at excessive depth | per metre | 79 | 79 | 79 | 79 | 79 | 79
Build Services / UFB | L6.1B | Lateral at excessive depth | per metre | 82.95 | 82.95 | 82.95 | 82.95 | 82.95 | 82.95
Build Services / UFB | L6.1C | Lateral at excessive depth | per metre | 86.9 | 86.9 | 86.9 | 86.9 | 86.9 | 86.9
Build Services / UFB | L6.1D | Lateral at excessive depth | per metre | 94.8 | 94.8 | 94.8 | 94.8 | 94.8 | 94.8
Build Services / UFB | L7.1A | Hydrovacing laterals | per metre | 59 | 59 | 59 | 59 | 59 | 59
Build Services / UFB | L7.1B | Hydrovacing laterals | per metre | 61.95 | 61.95 | 61.95 | 61.95 | 61.95 | 61.95
Build Services / UFB | L7.1C | Hydrovacing laterals | per metre | 64.9 | 64.9 | 64.9 | 64.9 | 64.9 | 64.9
Build Services / UFB | L7.1D | Hydrovacing laterals | per metre | 70.8 | 70.8 | 70.8 | 70.8 | 70.8 | 70.8
Build Services / UFB | L8.1A | Asbestos Duct | Per lateral | 1000 | 1000 | 1000 | 1000 | 1000 | 1000
Build Services / UFB | L8.1B | Asbestos Duct | Per lateral | 1050 | 1050 | 1050 | 1050 | 1050 | 1050
Build Services / UFB | L8.1C | Asbestos Duct | Per lateral | 1100 | 1100 | 1100 | 1100 | 1100 | 1100
Build Services / UFB | L8.1D | Asbestos Duct | Per lateral | 1200 | 1200 | 1200 | 1200 | 1200 | 1200
Build Services / UFB | L8.2A | Steel duct | Per lateral | 75 | 75 | 75 | 75 | 75 | 75
Build Services / UFB | L8.2B | Steel duct | Per lateral | 78.75 | 78.75 | 78.75 | 78.75 | 78.75 | 78.75
Build Services / UFB | L8.2C | Steel duct | Per lateral | 82.5 | 82.5 | 82.5 | 82.5 | 82.5 | 82.5
Build Services / UFB | L8.2D | Steel duct | Per lateral | 90 | 90 | 90 | 90 | 90 | 90
Build Services / UFB | L9.1A | Pedestal 200x80 | Per Item | 102.63 | 102.63 | 102.63 | 102.63 | 102.63 | 102.63
Build Services / UFB | L9.1B | Pedestal 200x80 | Per Item | 105.13 | 105.13 | 105.13 | 105.13 | 105.13 | 105.13
Build Services / UFB | L9.1C | Pedestal 200x80 | Per Item | 107.63 | 107.63 | 107.63 | 107.63 | 107.63 | 107.63
Build Services / UFB | L9.1D | Pedestal 200x80 | Per Item | 112.63 | 112.63 | 112.63 | 112.63 | 112.63 | 112.63
Build Services / UFB | L9.2A | BDD Pit and Lid | Per Item | 130 | 130 | 130 | 130 | 130 | 130
Build Services / UFB | L9.2B | BDD Pit and Lid | Per Item | 136.5 | 136.5 | 136.5 | 136.5 | 136.5 | 136.5
Build Services / UFB | L9.2C | BDD Pit and Lid | Per Item | 143 | 143 | 143 | 143 | 143 | 143
Build Services / UFB | L9.2D | BDD Pit and Lid | Per Item | 156 | 156 | 156 | 156 | 156 | 156
Build Services / UFB | L9.3A | BDD pit extension | Per Item | 30 | 30 | 30 | 30 | 30 | 30
Build Services / UFB | L9.3B | BDD pit extension | Per Item | 31.5 | 31.5 | 31.5 | 31.5 | 31.5 | 31.5
Build Services / UFB | L9.3C | BDD pit extension | Per Item | 33 | 33 | 33 | 33 | 33 | 33
Build Services / UFB | L9.3D | BDD pit extension | Per Item | 36 | 36 | 36 | 36 | 36 | 36
Build Services / UFB | L9.4A | HandHoles | Per Item | 24 | 24 | 24 | 24 | 24 | 24
Build Services / UFB | L9.4B | HandHoles | Per Item | 25.2 | 25.2 | 25.2 | 25.2 | 25.2 | 25.2
Build Services / UFB | L9.4C | HandHoles | Per Item | 26.4 | 26.4 | 26.4 | 26.4 | 26.4 | 26.4
Build Services / UFB | L9.4D | HandHoles | Per Item | 28.8 | 28.8 | 28.8 | 28.8 | 28.8 | 28.8
Build Services / UFB | LASB | Laterals, asbestos duct | each | 948.18 | 948.18 | 948.18 | 948.18 | 948.18 | 948.18
Build Services / UFB | LHH.A | Laterals, hand holes | each | 22.71 | 22.71 | 22.71 | 22.71 | 22.71 | 22.71
Build Services / UFB | LHH.B | Laterals, hand holes | each | 24.84 | 24.84 | 24.84 | 24.84 | 24.84 | 24.84
Build Services / UFB | LPB.A | Lateral Pole to Boundary base rate. Includes up to 1.5m of distance, any further distance can be claimed with T1/D1/D3 codes. | each | 200 | 200 | 200 | 200 | 200 | 200
Build Services / UFB | LPB.B | Lateral Pole to Boundary base rate. Includes up to 1.5m of distance, any further distance can be claimed with T1/D1/D3 codes. | each | 213.37 | 213.37 | 213.37 | 213.37 | 213.37 | 213.37
Build Services / UFB | LPED.A | Laterals, pedestal 200x80 | each | 97.37 | 97.37 | 97.37 | 97.37 | 97.37 | 97.37
Build Services / UFB | LPED.B | Laterals, pedestal 200x80 | each | 101.84 | 101.84 | 101.84 | 101.84 | 101.84 | 101.84
Build Services / UFB | LSTL | Laterals, steel duct | each | 71.56 | 71.56 | 71.56 | 71.56 | 71.56 | 71.56
Maintenance and Provisioning | M&P-Damage_Build | M&P-Damage_Build | PER UNIT | bar: NP03 to NP10
Maintenance and Provisioning | M&P-Damage_NGA | M&P-Damage_NGA | PER UNIT | bar: NP03 to NP10
Maintenance and Provisioning | M&P-Damage_RBI | M&P-Damage_RBI | PER UNIT | bar: NP03 to NP10
Maintenance and Provisioning | M&P-Damage_UFB | M&P-Damage_UFB | PER UNIT | bar: NP03 to NP10
Maintenance and Provisioning | M&P-Retro_Build | M&P-Retro_Build | PER UNIT | bar: NP03 to NP10
Maintenance and Provisioning | M&P-ServCoAssist | M&P Service Company Assist | PER UNIT | bar: NP03 to NP10
Build Services / UFB | M1.1 | Pole miscellaneous non consigned aerial cable materials | Each | 22.98 | 22.98 | 22.98 | 22.98 | 22.98 | 22.98
Build Services / UFB | M3.1 | Steel duct (up to 100mm) | per metre | 0 | 0 | 0 | 0 | 0 | 0
Build Services / UFB | M3.10 | 100mm bend | each | 32.07 | 32.07 | 32.07 | 32.07 | 32.07 | 32.07
Build Services / UFB | M3.11 | Maxcell for hauling | per metre | 0 | 0 | 0 | 0 | 0 | 0
Build Services / UFB | M3.12 | 50/100mm duct tee clear | each | 35.78 | 35.78 | 35.78 | 35.78 | 35.78 | 35.78
Build Services / UFB | M3.13 | 2pr location wire | per metre | 0.46 | 0.46 | 0.46 | 0.46 | 0.46 | 0.46
Build Services / UFB | M3.14 | Pull tape | per metre | 0.04 | 0.04 | 0.04 | 0.04 | 0.04 | 0.04
Build Services / UFB | M3.15 | 20mm duct bend | each | 3.83 | 3.83 | 3.83 | 3.83 | 3.83 | 3.83
Build Services / UFB | M3.16 | T-dux 50 mm | each | 32.67 | 32.67 | 32.67 | 32.67 | 32.67 | 32.67
Build Services / UFB | M3.17 | T-dux 100 mm | each | 44.49 | 44.49 | 44.49 | 44.49 | 44.49 | 44.49
Build Services / UFB | M3.2 | 20mm duct green - 6m Length | each | 7.68 | 7.68 | 7.68 | 7.68 | 7.68 | 7.68
Build Services / UFB | M3.3 | 20mm duct white - 6m Length | each | 8.96 | 8.96 | 8.96 | 8.96 | 8.96 | 8.96
Build Services / UFB | M3.4 | 50mm PVC Duct - 6m Length | each | 22.03 | 22.03 | 22.03 | 22.03 | 22.03 | 22.03
Build Services / UFB | M3.5 | 50mm PE continuous duct | per metre | 5.54 | 5.54 | 5.54 | 5.54 | 5.54 | 5.54
Build Services / UFB | M3.6 | 50mm duct bend | each | 10.98 | 10.98 | 10.98 | 10.98 | 10.98 | 10.98
Build Services / UFB | M3.7 | 100mm PVC duct - 6m Length | each | 39.4 | 39.4 | 39.4 | 39.4 | 39.4 | 39.4
Build Services / UFB | M3.8 | 100mm PE continuous duct | per metre | 13.23 | 13.23 | 13.23 | 13.23 | 13.23 | 13.23
Build Services / UFB | M3.9 | 32mm PE continuous duct (sub duct) | per metre | 1.83 | 1.83 | 1.83 | 1.83 | 1.83 | 1.83
Build Services / UFB | M4.1 | FIST GC02 BD closure | each | 802.73 | 802.73 | 802.73 | 802.73 | 802.73 | 802.73
Build Services / UFB | M4.2 | FIST GC02 BE closure | each | 859.42 | 859.42 | 859.42 | 859.42 | 859.42 | 859.42
Build Services / UFB | M4.3 | FIST GC02 BC closure | each | 742.88 | 742.88 | 742.88 | 742.88 | 742.88 | 742.88
Build Services / UFB | M4.4 | FOSC 400d5 closure for transition joint | each | 861.53 | 861.53 | 861.53 | 861.53 | 861.53 | 861.53
Build Services / UFB | M4.5 | FIST GC02 FD closure | each | 0 | 0 | 0 | 0 | 0 | 0
Build Services / UFB | M4.7 | Mini FAT | each | 0 | 0 | 0 | 0 | 0 | 0
Build Services / UFB | M5.1 | 1200x1200mmx700mm Sika aluminium modular manhole footway | each | 3095.4 | 3095.4 | 3095.4 | 3095.4 | 3095.4 | 3095.4
Build Services / UFB | M5.10 | Sika pit extension 1200x1200x200mm | each | 860.34 | 860.34 | 860.34 | 860.34 | 860.34 | 860.34
Build Services / UFB | M5.11 | 1200x1200mm concrete modular manhole roadway | each | 262.5 | 262.5 | 262.5 | 262.5 | 262.5 | 262.5
Build Services / UFB | M5.12 | 1200x600mm concrete modular manhole roadway | each | 5726.87 | 5726.87 | 5726.87 | 5726.87 | 5726.87 | 5726.87
Build Services / UFB | M5.13 | 600x600mm concrete manhole | each | 2866.5 | 2866.5 | 2866.5 | 2866.5 | 2866.5 | 2866.5
Build Services / UFB | M5.14 | Modular chamber 600X 1200 X 775D - 5 layer package complete kit | each | 1636.95 | 1636.95 | 1636.95 | 1636.95 | 1636.95 | 1636.95
Build Services / UFB | M5.15 | Modular chamber 1200 X 1200 X 775D – 5 layer package complete kit | each | 2514.75 | 2514.75 | 2514.75 | 2514.75 | 2514.75 | 2514.75
Build Services / UFB | M5.16 | Modular chamber wall layer 600X 1200 X 155 155mm extention | each | 164.85 | 164.85 | 164.85 | 164.85 | 164.85 | 164.85
Build Services / UFB | M5.17 | Modular chamber wall layer 1200 X 1200 X 155 155mm extention | each | 229.95 | 229.95 | 229.95 | 229.95 | 229.95 | 229.95
Build Services / UFB | M5.2 | 1200x600mmx700 Sika aluminium modular manhole footway | each | 1766.1 | 1766.1 | 1766.1 | 1766.1 | 1766.1 | 1766.1
Build Services / UFB | M5.3 | 600x600mm Sika aluminium modular manhole | each | 1232.7 | 1232.7 | 1232.7 | 1232.7 | 1232.7 | 1232.7
Build Services / UFB | M5.4 | 1200x1200mm concrete modular manhole | each | 4033.88 | 4033.88 | 4033.88 | 4033.88 | 4033.88 | 4033.88
Build Services / UFB | M5.5 | 1200x600mm concrete modular manhole | each | 1345.05 | 1345.05 | 1345.05 | 1345.05 | 1345.05 | 1345.05
Build Services / UFB | M5.6 | 1200x1200mmx700mm Sika aluminium modular manhole roadway | each | 4686.15 | 4686.15 | 4686.15 | 4686.15 | 4686.15 | 4686.15
Build Services / UFB | M5.7 | 1200x600mmx700mm Sika aluminium modular manhole roadway | each | 2654.4 | 2654.4 | 2654.4 | 2654.4 | 2654.4 | 2654.4
Build Services / UFB | M5.8 | 600x600mm Sika aluminium modular manhole roadway | each | 1808.1 | 1808.1 | 1808.1 | 1808.1 | 1808.1 | 1808.1
Build Services / UFB | M5.9 | Sika pit extension 1200x600x200mm | each | 550.74 | 550.74 | 550.74 | 550.74 | 550.74 | 550.74
Build Services / UFB | M6.1 | Cable terminal (UFB empty box) | each | 47.34 | 47.34 | 47.34 | 47.34 | 47.34 | 47.34
Build Services / UFB | M6.2 | Aborist materials | each | 0 | 0 | 0 | 0 | 0 | 0
Build Services / UFB | M6.3 | Consumables | each | 0 | 0 | 0 | 0 | 0 | 0
Build Services / UFB | M6.4 | Warning tape | each | 39.14 | 39.14 | 39.14 | 39.14 | 39.14 | 39.14
Build Services / UFB | M6.5 | Cable pole protection | each | 30.88 | 30.88 | 30.88 | 30.88 | 30.88 | 30.88
Build Services / UFB | M6.6 | Warning tape 2500m | per metre | 0.09 | 0.09 | 0.09 | 0.09 | 0.09 | 0.09
Build Services / UFB | M6.7 | 50mm adapters | each | 48.35 | 48.35 | 48.35 | 48.35 | 48.35 | 48.35
Build Services / UFB | M6.8 | 20 mm adapters | each | 31.44 | 31.44 | 31.44 | 31.44 | 31.44 | 31.44
Build Services / UFB | M7.1 | Pedestal 200x80 | each | 42.96 | 42.96 | 42.96 | 42.96 | 42.96 | 42.96
Build Services / UFB | M7.2 | Fibre cable management bracket for channel pit | each | 38.85 | 38.85 | 38.85 | 38.85 | 38.85 | 38.85
Build Services / UFB | M7.3 | Channell 2436 plastic pit and polymer concrete lid 900x600x600mm with swingarm | each | 652.05 | 652.05 | 652.05 | 652.05 | 652.05 | 652.05
Build Services / UFB | M7.4 | Extension for channel pit 250mm | each | 311.85 | 311.85 | 311.85 | 311.85 | 311.85 | 311.85
Build Services / UFB | M7.5 | BDD pit | each | 231.22 | 231.22 | 231.22 | 231.22 | 231.22 | 231.22
Build Services / UFB | M7.6 | BDD pit extension | each | 57.39 | 57.39 | 57.39 | 57.39 | 57.39 | 57.39
Build Services / UFB | M7.7 | Hand holes | each | 42 | 42 | 42 | 42 | 42 | 42
Build Services / UFB | M7.8 | Pillars | each | 42.96 | 42.96 | 42.96 | 42.96 | 42.96 | 42.96
Build Services / UFB | M7.9 | Channel pit and poly concrete lid 610x762x432 (SGLB1730PC) | each | 450.45 | 450.45 | 450.45 | 450.45 | 450.45 | 450.45
Build Services / UFB | M8.1 | Misc non consigned fibre jointing materials | each | 0 | 0 | 0 | 0 | 0 | 0
Build Services / UFB | M8.2 | Non consigned materials for ribbonet joints | each | 0 | 0 | 0 | 0 | 0 | 0
Build Services / UFB | M8.3 | Loop management hardware for loops & joints | each | 74.19 | 74.19 | 74.19 | 74.19 | 74.19 | 74.19
Build Services / UFB | M8.4 | Misc non consigned materials associated with fibre hauling | each | 0 | 0 | 0 | 0 | 0 | 0
Build Services / UFB | M8.5 | Non consigned materials for micronet joints | each | 0 | 0 | 0 | 0 | 0 | 0
Build Services / UFB | MA03 | DC Power Supply for A03 MAR inclusive of a minimum ten MCB’s. “ Provide FUSE PANEL 20 circuit 19” where required | Per rack | 2086.06 | 2086.06 | 2086.06 | 2086.06 | 2086.06 | 2086.06
Build Services / UFB | MA04.1 | Commissioning time | Per Site | 14.24 | 14.24 | 14.24 | 14.24 | 14.24 | 14.24
Build Services / UFB | MA04.2 | Supply 19” shelf | Per Equipment | 47.65 | 47.65 | 47.65 | 47.65 | 47.65 | 47.65
Build Services / UFB | MA07 | Twisted Pair Cables 16 pair | Per 5 metres multiples of length | 18.17 | 18.17 | 18.17 | 18.17 | 18.17 | 18.17
Build Services / UFB | MA07.1 | Install Twisted Pair Cable | Per Cable | 11.4 | 11.4 | 11.4 | 11.4 | 11.4 | 11.4
Build Services / UFB | MA07.2 | Supply and installation of connector | Per Connector | 31.13 | 31.13 | 31.13 | 31.13 | 31.13 | 31.13
Build Services / UFB | MA07.3 | Cable termination on a block | Per Equipment | 27.8 | 27.8 | 27.8 | 27.8 | 27.8 | 27.8
Build Services / UFB | MA07.4 | Supply block and associated mounting hardware and mount block – any type excluding Seimens | Per Equipment | 38.76 | 38.76 | 38.76 | 38.76 | 38.76 | 38.76
Build Services / UFB | MA07.5 | Supply block and associated mounting hardware and mount block – Seimens only | Per Equipment | 657.97 | 657.97 | 657.97 | 657.97 | 657.97 | 657.97
Build Services / UFB | MA08 | Twisted Pair Cables 16 pair | Per 5 metres multiples of length | 7.38 | 7.38 | 7.38 | 7.38 | 7.38 | 7.38
Build Services / UFB | MA09a | Install 16mm Power Cable for ASAM/ISAM including MCB's | Per single DC supply and circuit breaker | 348.73 | 348.73 | 348.73 | 348.73 | 348.73 | 348.73
Build Services / UFB | MA10.1 | Supply Conklin Cable set for USC cabinet | Per Conklin Cable set | 370.31 | 370.31 | 370.31 | 370.31 | 370.31 | 370.31
Build Services / UFB | MA10.2 | Supply Conklin Cable set for Main and expansion shelf | Per Conklin Cable set | 96.18 | 96.18 | 96.18 | 96.18 | 96.18 | 96.18
Build Services / UFB | MA13 | 2x Single core coax cable | Per 5 metres multiples of length | 26.36 | 26.36 | 26.36 | 26.36 | 26.36 | 26.36
Build Services / UFB | MA14 | 24 fibre cable tie | Per 5 metres multiples of length | 86.4 | 86.4 | 86.4 | 86.4 | 86.4 | 86.4
Build Services / UFB | MA14.1 | Install 24/48/72 fibre internal cable | Per Cable | 14.64 | 14.64 | 14.64 | 14.64 | 14.64 | 14.64
Build Services / UFB | MA14.2 | Install CO-POS drawer or CNSP equivalent | Per Equipment | 39.1 | 39.1 | 39.1 | 39.1 | 39.1 | 39.1
Build Services / UFB | MA14.3 | Supply CO-POS drawer | Per Equipment | 306.86 | 306.86 | 306.86 | 306.86 | 306.86 | 306.86
Build Services / UFB | MA14.4 | Supply and install TE HD drawer | Per Drawer | 1098.77 | 1098.77 | 1098.77 | 1098.77 | 1098.77 | 1098.77
Build Services / UFB | MA14.5 | Order and installation of Managed passive shelf/drawer | Per Drawer | 56.94 | 56.94 | 56.94 | 56.94 | 56.94 | 56.94
Build Services / UFB | MA14.6 | Laying up of fibres in SFO bags for all drawer installations | Per Drawer | 26.09 | 26.09 | 26.09 | 26.09 | 26.09 | 26.09
Build Services / UFB | MA14.7 | Labelling cable runs at 1m intervals if required | Per Label | 1.22 | 1.22 | 1.22 | 1.22 | 1.22 | 1.22
Build Services / UFB | MA14B | 24 fibre OM3 cable tie | Per 5 metres multiples of length | 135.26 | 135.26 | 135.26 | 135.26 | 135.26 | 135.26
Build Services / UFB | MA17.1 | Supply of FIP Test Result | Per Equipment | 32.4 | 32.4 | 32.4 | 32.4 | 32.4 | 32.4
Build Services / UFB | MA17.2 | Supply and installation of fusion splice link | Per Link | 74.53 | 74.53 | 74.53 | 74.53 | 74.53 | 74.53
Build Services / UFB | MA17.3 | Supply and installation of connectorised link | Per Link | 113.62 | 113.62 | 113.62 | 113.62 | 113.62 | 113.62
Build Services / UFB | MA17.4 | Installation of connectorised link | Per Link | 23.89 | 23.89 | 23.89 | 23.89 | 23.89 | 23.89
Build Services / UFB | MA17.5 | Supply and installation of Attenuators | Per Equipment | 207.31 | 207.31 | 207.31 | 207.31 | 207.31 | 207.31
Build Services / UFB | MA17.6 | Installation of SFP and Media Converters | Per Equipment | 151.72 | 151.72 | 151.72 | 151.72 | 151.72 | 151.72
Build Services / UFB | MA17.7 | Installation of MINT | Per Equipment | 115.98 | 115.98 | 115.98 | 115.98 | 115.98 | 115.98
Build Services / UFB | MA18.1 | Rearrangements from a minimum of 2 to a combined maximum of 10 standard circuits for the same site in the same schedule of work | Per Site | 25.27 | 25.27 | 25.27 | 25.27 | 25.27 | 25.27
Build Services / UFB | MA18.2 | Rearrangements from a minimum of 2 to a combined maximum of 50 (but greater than 10) standard circuits for the same site in the same schedule of work | Per Site | 22.53 | 22.53 | 22.53 | 22.53 | 22.53 | 22.53
Build Services / UFB | MA18.3 | Rearrangements a combined total in excess of 50 standard circuits for the same site in the same schedule of work | Per Site | 20.71 | 20.71 | 20.71 | 20.71 | 20.71 | 20.71
Build Services / UFB | MA18.4 | Breaking down intacts on allocated spare ports to allow circuit rearrangements onto those ports | Per Site | 4.56 | 4.56 | 4.56 | 4.56 | 4.56 | 4.56
Build Services / UFB | MA18A.1 | Rearrangements from a minimum of 2 to a combined maximum of 10 enhanced circuits for the same site in the same schedule of work | Per Site | 46.69 | 46.69 | 46.69 | 46.69 | 46.69 | 46.69
Build Services / UFB | MA18A.2 | Rearrangements from a minimum of 2 to a combined maximum of 50 (but greater than 10) enhanced circuits for the same site in the same schedule of work | Per Site | 40.71 | 40.71 | 40.71 | 40.71 | 40.71 | 40.71
Build Services / UFB | MA18A.3 | Rearrangements from a combined total in excess of 50 enhanced circuits for the same site in the same schedule of work | Per Site | 36.14 | 36.14 | 36.14 | 36.14 | 36.14 | 36.14
Build Services / UFB | MA206 | Supply extension for Channell UFB plastic pit | Per Order | 362 | 362 | 362 | 362 | 362 | 362
Build Services / UFB | MA207 | Supply Fibre cable management bracket for Channel UFB plastic pit | Per Order | 38.87 | 38.87 | 38.87 | 38.87 | 38.87 | 38.87
Build Services / UFB | MA208 | Supply earth Rod and connection consumables | Per Order | 124.6 | 124.6 | 124.6 | 124.6 | 124.6 | 124.6
Build Services / UFB | MA350 | Supply 50mm stick duct per 6 meters. INCLUDES % FOR BENDS | Per 6m | 23.4 | 23.4 | 23.4 | 23.4 | 23.4 | 23.4
Build Services / UFB | MA351 | Supply 50mm continuous duct, Includes % for bends and couplers. per m | Per M | 5.56 | 5.56 | 5.56 | 5.56 | 5.56 | 5.56
Build Services / UFB | MA352 | Supply 100mm stick duct per 6 meters includes % for bends | Per 6m | 45.2 | 45.2 | 45.2 | 45.2 | 45.2 | 45.2
Build Services / UFB | MA353 | Supply 100mm continuous duct,Includes % for bends and couplers per m | Per M | 13.26 | 13.26 | 13.26 | 13.26 | 13.26 | 13.26
Build Services / UFB | MA354 | Supply 32mm continuous duct per m | Per M | 1.83 | 1.83 | 1.83 | 1.83 | 1.83 | 1.83
Build Services / UFB | MA355 | Supply Clear duct t, bends and 50mm duct | Per Boundary drop | 122.71 | 122.71 | 122.71 | 122.71 | 122.71 | 122.71
Build Services / UFB | MA389 | Vector - Supply 50mm ducting from Communual infrastructure to Vector pole, for ribbonet. | Per Pole | 42.64 | 42.64 | 42.64 | 42.64 | 42.64 | 42.64
Build Services / UFB | MA390 | Chorus - Supply 20mm ducting from Communual infrastructure to Chorusr pole, for ribbonet. | Per Pole | 11.46 | 11.46 | 11.46 | 11.46 | 11.46 | 11.46
Build Services / UFB | MA50 | Supply 50mm stick per 6m | Per 6 metre length | 20.53 | 20.53 | 20.53 | 20.53 | 20.53 | 20.53
Build Services / UFB | MA51 | Supply 50mm continuous per metre | Per Metre | 4.72 | 4.72 | 4.72 | 4.72 | 4.72 | 4.72
Build Services / UFB | MA52 | supply 100mm stick per 6m | Per 6 metre length | 37.39 | 37.39 | 37.39 | 37.39 | 37.39 | 37.39
Build Services / UFB | MA53 | Supply 100mm continuous per metre | Per Metre | 11.13 | 11.13 | 11.13 | 11.13 | 11.13 | 11.13
Build Services / UFB | MA54 | Supply 32mm subduct per metre | Per Metre | 1.56 | 1.56 | 1.56 | 1.56 | 1.56 | 1.56
Build Services / UFB | MA55 | Supply 50/100mm duct tee clear | Per Order | 111.52 | 111.52 | 111.52 | 111.52 | 111.52 | 111.52
Build Services / UFB | MA56 | Supply Pedestal | Per Order | 78.06 | 78.06 | 78.06 | 78.06 | 78.06 | 78.06
Build Services / UFB | MA57 | Footway Concrete Turning pit 0.6 x 0.6 x 0.6 | Per Order | 1300.35 | 1300.35 | 1300.35 | 1300.35 | 1300.35 | 1300.35
Build Services / UFB | MA58 | Footway Concrete M/H with lidset 1.2 x 0.6 x 0.6 | Per Order | 1942.89 | 1942.89 | 1942.89 | 1942.89 | 1942.89 | 1942.89
Build Services / UFB | MA59 | Footway Concrete M/H with lidset 1.2 x 1.2 x 0.9 | Per Order | 3536.9 | 3536.9 | 3536.9 | 3536.9 | 3536.9 | 3536.9
Build Services / UFB | MA60 | Footway Concrete M/H with lidset 2.1 x 1.2 x 0.8 | Per Order | 3544.27 | 3544.27 | 3544.27 | 3544.27 | 3544.27 | 3544.27
Build Services / UFB | MA61 | Footway Concrete M/H with lidset 2.1 x 1.2 x 1.2 | Per Order | 4562.03 | 4562.03 | 4562.03 | 4562.03 | 4562.03 | 4562.03
Build Services / UFB | MA62 | Roadway Concrete Turning pit 0.6 x 0.6 x 0.6 | Per Order | 1971 | 1971 | 1971 | 1971 | 1971 | 1971
Build Services / UFB | MA63 | Roadway Concrete M/H with lidset 1.2 x 0.6 x 0.6 | Per Order | 3109.74 | 3109.74 | 3109.74 | 3109.74 | 3109.74 | 3109.74
Build Services / UFB | MA64 | Roadway Concrete M/H with lidset 1.2 x 0.6 x 0.9 | Per Order | 3328.14 | 3328.14 | 3328.14 | 3328.14 | 3328.14 | 3328.14
Build Services / UFB | MA65 | Roadway Concrete M/H with lidset 1.2 x 1.2 x 0.9 | Per Order | 5434.29 | 5434.29 | 5434.29 | 5434.29 | 5434.29 | 5434.29
Build Services / UFB | MA66 | Roadway Concrete M/H with lidset 2.1 x 1.2 x 1.2 | Per Order | 6354.18 | 6354.18 | 6354.18 | 6354.18 | 6354.18 | 6354.18
Build Services / UFB | MA67 | Supply BDD pit and lid Footway | Per Order | 273.87 | 273.87 | 273.87 | 273.87 | 273.87 | 273.87
Build Services / UFB | MA68 | Supply new plastic pit 0.9 X 0.6 X 0.8 | Per Order | 653.6 | 653.6 | 653.6 | 653.6 | 653.6 | 653.6
Build Services / UFB | MA69 | Supply 2pr location wire per metre | Per Metre | 0.46 | 0.46 | 0.46 | 0.46 | 0.46 | 0.46
Build Services / UFB | MA70 | 15* 0.4 cable per metre | Per Metre | 1.75 | 1.75 | 1.75 | 1.75 | 1.75 | 1.75
Build Services / UFB | MA71 | 15* 0.63 cable per metre | Per Metre | 2.88 | 2.88 | 2.88 | 2.88 | 2.88 | 2.88
Build Services / UFB | MA72 | 50* 0.4 cable per metre | Per Metre | 4.25 | 4.25 | 4.25 | 4.25 | 4.25 | 4.25
Build Services / UFB | MA73 | 50* 0.63 cable per metre | Per Metre | 8.73 | 8.73 | 8.73 | 8.73 | 8.73 | 8.73
Build Services / UFB | MA74 | 100* 0.4 cable per metre | Per Metre | 7.99 | 7.99 | 7.99 | 7.99 | 7.99 | 7.99
Build Services / UFB | MA75 | 100* 0.63 cable per metre | Per Metre | 17.69 | 17.69 | 17.69 | 17.69 | 17.69 | 17.69
Build Services / UFB | MA76 | 200* 0.4 cable per metre | Per Metre | 17.02 | 17.02 | 17.02 | 17.02 | 17.02 | 17.02
Build Services / UFB | MA77 | 200* 0.63 cable per metre | Per Metre | 37.65 | 37.65 | 37.65 | 37.65 | 37.65 | 37.65
Build Services / UFB | MA79 | Supply FIST GC02 BD closure | Per Order | 731.49 | 731.49 | 731.49 | 731.49 | 731.49 | 731.49
Build Services / UFB | MA80 | Supply FIST GC02 BE closure | Per Order | 788.32 | 788.32 | 788.32 | 788.32 | 788.32 | 788.32
Build Services / UFB | MA81 | Supply FOSC 400d5 closure for transition joint includes oval and round ports for up to 312 cable | Per Order | 1144.07 | 1144.07 | 1144.07 | 1144.07 | 1144.07 | 1144.07
Build Services / UFB | MA82 | Supply FIST GC02 BC closure | Per Order | 671.5 | 671.5 | 671.5 | 671.5 | 671.5 | 671.5
Build Services / UFB | MA83 | Supply Loop Management hardware for maintenance loops. To be done in conjunction with hauling only. | Per Order | 74.37 | 74.37 | 74.37 | 74.37 | 74.37 | 74.37
Build Services / UFB | MA84 | Supply FFP plinth - Humes | Per Order | 237.41 | 237.41 | 237.41 | 237.41 | 237.41 | 237.41
Build Services / UFB | MA87 | Supply Eaton Microduct kit for FFP | Per Order | 738.5 | 738.5 | 738.5 | 738.5 | 738.5 | 738.5
Build Services / UFB | MA88 | SUPPLY FOOTWAY CONCRETE M/H AND LIDSET 1.2 x 0.6 x 0.9 | Per Order | 2275.98 | 2275.98 | 2275.98 | 2275.98 | 2275.98 | 2275.98
Build Services / UFB | MB01 | Small subdivision site investigation | Per Site | 0 | 0 | 0 | 0 | 0 | 0
Build Services / UFB | MB01B.1 | Supply 100mm to 50mm tee | Per Tee | 39.1 | 39.1 | 39.1 | 39.1 | 39.1 | 39.1
Build Services / UFB | MB01B.2 | Supply and install 25 pair Minirocker ‘A’ series terminal’, including jointing tail into main cable | Per Equipment | 566.77 | 566.77 | 566.77 | 566.77 | 566.77 | 566.77
Build Services / UFB | MB07 | 6 Metre Duct Length | Per duct length | 38.73 | 38.73 | 38.73 | 38.73 | 38.73 | 38.73
Build Services / UFB | MB08.1 | Supply Aluminium Manhole and lid 1.2x0.6x0.7 | Per Manhole and lid | 2638.4 | 2638.4 | 2638.4 | 2638.4 | 2638.4 | 2638.4
Build Services / UFB | MB08.2 | Supply Aluminium Manhole and lid 1.2x1.2x0.7 | Per Manhole and lid | 4500.42 | 4500.42 | 4500.42 | 4500.42 | 4500.42 | 4500.42
Build Services / UFB | MB08.3 | Supply Aluminium Manhole and lid 2.1x1.2x0.7 | Per Manhole and lid | 5292.94 | 5292.94 | 5292.94 | 5292.94 | 5292.94 | 5292.94
Build Services / UFB | MB08.4 | Supply Aluminium Manhole and lid 2.1x1.2x1.2 | Per Manhole and lid | 7737.86 | 7737.86 | 7737.86 | 7737.86 | 7737.86 | 7737.86
Build Services / UFB | MB08.5 | Supply Concrete Manhole with lids 1.2x0.6x0.6 | Per Manhole and lid | 2588.68 | 2588.68 | 2588.68 | 2588.68 | 2588.68 | 2588.68
Build Services / UFB | MB08.6 | Supply Concrete Manhole with lids 1.2x0.6x0.9 | Per Manhole and lid | 2856.73 | 2856.73 | 2856.73 | 2856.73 | 2856.73 | 2856.73
Build Services / UFB | MB08.7 | Supply Concrete Manhole with lids 1.2x1.2x0.9 | Per Manhole and lid | 6151.41 | 6151.41 | 6151.41 | 6151.41 | 6151.41 | 6151.41
Build Services / UFB | MB08.8 | Supply Concrete Manhole with lids 2.1x1.2x1.2 | Per Manhole and lid | 6161.24 | 6161.24 | 6161.24 | 6161.24 | 6161.24 | 6161.24
Build Services / UFB | MB09.1 | Supply Aluminium Manhole and lid 1.2x0.6x0.7 | Per Manhole and lid | 1696.27 | 1696.27 | 1696.27 | 1696.27 | 1696.27 | 1696.27
Build Services / UFB | MB09.2 | Supply Aluminium Manhole and lid 1.2x1.2x0.7 | Per Manhole and lid | 3041.84 | 3041.84 | 3041.84 | 3041.84 | 3041.84 | 3041.84
Build Services / UFB | MB09.3 | Supply Aluminium Manhole and lid 2.1x1.2x0.7 | Per Manhole and lid | 4538.16 | 4538.16 | 4538.16 | 4538.16 | 4538.16 | 4538.16
Build Services / UFB | MB09.4 | Supply Aluminium Manhole and lid 2.1x0.6x0.7 | Per Manhole and lid | 3178.69 | 3178.69 | 3178.69 | 3178.69 | 3178.69 | 3178.69
Build Services / UFB | MB09.5 | Supply Concrete Manhole with lids 1.2x0.6x0.6 | Per Manhole and lid | 1471.02 | 1471.02 | 1471.02 | 1471.02 | 1471.02 | 1471.02
Build Services / UFB | MB09.6 | Supply Concrete Manhole with lids 1.2x1.2x0.9 | Per Manhole and lid | 3329.63 | 3329.63 | 3329.63 | 3329.63 | 3329.63 | 3329.63
Build Services / UFB | MB09.7 | Supply Concrete Manhole with lids 2.1x1.2x0.8 | Per Manhole and lid | 3323.53 | 3323.53 | 3323.53 | 3323.53 | 3323.53 | 3323.53
Build Services / UFB | MB09.8 | Supply Concrete Manhole with lids 2.1x1.2x1.2 | Per Manhole and lid | 4300.8 | 4300.8 | 4300.8 | 4300.8 | 4300.8 | 4300.8
Build Services / UFB | MB09.9 | Supply Humes Modular Manhole with lids | NULL | 0 | 0 | 0 | 0 | 0 | 0
Build Services / UFB | MB10.1 | Supply Concrete TC and lid 0.6x0.6x0.6 | Per pit and lid | 829.71 | 829.71 | 829.71 | 829.71 | 829.71 | 829.71
Build Services / UFB | MB10.2 | Supply Aluminium TC and lid 0.6x 0.7x 0.6 | Per pit and lid | 1080.99 | 1080.99 | 1080.99 | 1080.99 | 1080.99 | 1080.99
Build Services / UFB | MB10.3 | Supply Plastic Channell pit and lid 24”x36” | Per Lid | 931.03 | 931.03 | 931.03 | 931.03 | 931.03 | 931.03
Build Services / UFB | MB10A.1 | Supply Concrete TC and lid 0.6x0.6x0.6 | Per Lid | 1820.88 | 1820.88 | 1820.88 | 1820.88 | 1820.88 | 1820.88
Build Services / UFB | MB10A.2 | Supply Aluminium TC and lid 0.6x0.7x0.6 | Per Lid | 1609.18 | 1609.18 | 1609.18 | 1609.18 | 1609.18 | 1609.18
Build Services / UFB | MB10B.2 | Supply Fibre handhole and lid | Per Lid | 24.05 | 24.05 | 24.05 | 24.05 | 24.05 | 24.05
Build Services / UFB | MB10B.3 | Supply Plastic Channell pit and lid 17”x30” | Per Lid | 586.4 | 586.4 | 586.4 | 586.4 | 586.4 | 586.4
Build Services / UFB | MB10B.4 | Supply Plastic Channell pit and lid 12”x30” | Per Lid | 489 | 489 | 489 | 489 | 489 | 489
Build Services / UFB | MB16.1 | Supply Pole – 6m -6kN | Per Pole | 120.77 | 120.77 | 120.77 | 120.77 | 120.77 | 120.77
Build Services / UFB | MB16.2 | Supply Pole – 8m -6kN | Per Pole | 234.74 | 234.74 | 234.74 | 234.74 | 234.74 | 234.74
Build Services / UFB | MB16.3 | Supply Pole – 8.5m -6kN | Per Pole | 255.51 | 255.51 | 255.51 | 255.51 | 255.51 | 255.51
Build Services / UFB | MB16.4 | Supply Pole – 9m -9kN | Per Pole | 351.22 | 351.22 | 351.22 | 351.22 | 351.22 | 351.22
Build Services / UFB | MB9.10 | Supply Plastic Channell pit and lid 24”x48” | Per Lid | 1274.52 | 1274.52 | 1274.52 | 1274.52 | 1274.52 | 1274.52
Build Services / UFB | MB9.11 | Supply Plastic Channell pit and lid 30”x48” | Per Lid | 1684.03 | 1684.03 | 1684.03 | 1684.03 | 1684.03 | 1684.03
Build Services / UFB | MBREAK1 | Access known duct break for hauling of cable or ducting (no repair required) - | Per Site | 280.43 | 280.43 | 280.43 | 280.43 | 280.43 | 280.43
Build Services / UFB | MBREAK2 | Access unknown duct break OR unknown blocked or damaged duct for hauling of cable or ducting (and repair as appropriate) - | Per Site | 433.42 | 433.42 | 433.42 | 433.42 | 433.42 | 433.42
Build Services / UFB | MC01 | Supply and Freight cabinet base if not consigned | Per cabinet base | 0 | 0 | 0 | 0 | 0 | 0
Build Services / UFB | MC02.1 | Ethernet connection | Per Connection | 43.88 | 43.88 | 43.88 | 43.88 | 43.88 | 43.88
Build Services / UFB | MC02.2 | Installation of bell housing | Per Equipment | 48.84 | 48.84 | 48.84 | 48.84 | 48.84 | 48.84
Build Services / UFB | MC02.3 | Installation of battery stand or support frame | Per Equipment | 183.81 | 183.81 | 183.81 | 183.81 | 183.81 | 183.81
Build Services / UFB | MC03C | Supply and freight cabinet base if not consigned | Per Site | 1090.49 | 1090.49 | 1090.49 | 1090.49 | 1090.49 | 1090.49
Build Services / UFB | MC04.01 | Additional rate for rock | Per linear trench metre | 56.63 | 56.63 | 56.63 | 56.63 | 56.63 | 56.63
Build Services / UFB | MC04.02 | Supply and install additional duct | Per metre | 6.93 | 6.93 | 6.93 | 6.93 | 6.93 | 6.93
Build Services / UFB | MC04a.1 | Extra rate for concrete (Footpath) | Per linear trench metre | 43.83 | 43.83 | 43.83 | 43.83 | 43.83 | 43.83
Build Services / UFB | MC04b.1 | Extra rate for concrete (Roadway) | Per linear trench metre | 93.21 | 93.21 | 93.21 | 93.21 | 93.21 | 93.21
Build Services / UFB | MC04c.1 | Additional duct | Per linear metre | 6.94 | 6.94 | 6.94 | 6.94 | 6.94 | 6.94
Build Services / UFB | MC06.01 | Repair blocked or damaged duct | Per blockage or damage | 357.43 | 357.43 | 357.43 | 357.43 | 357.43 | 357.43
Build Services / UFB | MC06.02 | Access duct breaks | Per duct break | 205.88 | 205.88 | 205.88 | 205.88 | 205.88 | 205.88
Build Services / UFB | MC07 | Additional Rate for rock | Per linear trench metre | 56.63 | 56.63 | 56.63 | 56.63 | 56.63 | 56.63
Build Services / UFB | MC08 | Additional Rate for rock | Per linear trench metre | 56.63 | 56.63 | 56.63 | 56.63 | 56.63 | 56.63
Build Services / UFB | MC09 | Additional Rate for rock | Per linear trench metre | 56.63 | 56.63 | 56.63 | 56.63 | 56.63 | 56.63
Build Services / UFB | MC14.1 | Lay-up spare fibres in splice tray for any tube not being jointed (as required) | Per supply and installed 24 fibre lot | 74.7 | 74.7 | 74.7 | 74.7 | 74.7 | 74.7
Build Services / UFB | MC14.2 | Joint/cutover working fibre(s) – extra requirements over and above splicing activities for handling fibre(s) that are part of a working circuit | Per Joint | 78.39 | 78.39 | 78.39 | 78.39 | 78.39 | 78.39
Build Services / UFB | MC14A | Install additional cable into or remove cable out of an existing closure | Per closure | 111.64 | 111.64 | 111.64 | 111.64 | 111.64 | 111.64
Build Services / UFB | MC14a.1 | Supply Large Fibre closure (Fist BD or BE) | Per closure | 781.6 | 781.6 | 781.6 | 781.6 | 781.6 | 781.6
Build Services / UFB | MC14a.2 | Supply Medium Fibre closure (Fist BC) | Per Closure | 662.91 | 662.91 | 662.91 | 662.91 | 662.91 | 662.91
Build Services / UFB | MC14a.3 | Supply Small Fibre closure (Fist FD) | Per Closure | 538.89 | 538.89 | 538.89 | 538.89 | 538.89 | 538.89
Build Services / UFB | MC14a.4 | Supply FOSC closure 400 A4 | Per Closure | 226.65 | 226.65 | 226.65 | 226.65 | 226.65 | 226.65
Build Services / UFB | MC14a.5 | Supply FOSC closure 400 B4 | Per Closure | 387.86 | 387.86 | 387.86 | 387.86 | 387.86 | 387.86
Build Services / UFB | MC14a.6 | Supply FOSC closure 400 D5 | Per Closure | 777.32 | 777.32 | 777.32 | 777.32 | 777.32 | 777.32
Build Services / UFB | MC2 | Mcable.2 – Supply Verticasa Riser Cable | Per M | 17.78 | 17.78 | 17.78 | 17.78 | 17.78 | 17.78
Build Services / UFB | MC21 | Repair blocked or damaged duct in grass | Each | 124.68 | 124.68 | 124.68 | 132.61 | 124.68 | 124.68
Build Services / UFB | MC22 | Repair blocked or damaged duct in seal | Each | 266.06 | 266.06 | 266.06 | 283.89 | 266.06 | 266.06
Build Services / UFB | MC23 | Repair blocked or damaged duct in concrete plain | Each | 428.89 | 428.89 | 428.89 | 458.13 | 428.89 | 428.89
Build Services / UFB | MC24 | Repair blocked or damaged duct in concrete Aggregate | Each | 452.87 | 452.87 | 452.87 | 483.79 | 452.87 | 452.87
Build Services / UFB | MC25 | Repair blocked or damaged duct in special surface | Each | 472.88 | 472.88 | 472.88 | 505.19 | 472.88 | 472.88
Build Services / UFB | MC26 | Repair blocked or damaged duct in roadway seal | Each | 556.05 | 556.05 | 556.05 | 594.18 | 556.05 | 556.05
Build Services / UFB | MC27 | Repair blocked or damaged duct in roadway concrete | Each | 837.75 | 837.75 | 837.75 | 895.6 | 837.75 | 837.75
Build Services / UFB | MC28 | Repair blocked or damaged duct excessive depth | Each | 97.09 | 97.09 | 97.09 | 103.89 | 97.09 | 97.09
Build Services / UFB | MCABLE1 | Supply 2 pair /0.63 PEFUT | Per Cable | 0.33 | 0.33 | 0.33 | 0.33 | 0.33 | 0.33
Build Services / UFB | MCABLE10 | Supply 100 pair /0.4 PEFUT Cable | Per Cable | 5.94 | 5.94 | 5.94 | 5.94 | 5.94 | 5.94
Build Services / UFB | MCABLE11 | Supply 100 pair /0.63 PEFUT Cable | Per Cable | 12.85 | 12.85 | 12.85 | 12.85 | 12.85 | 12.85
Build Services / UFB | MCABLE12 | Supply 200 pair /0.4 PEFUT Cable | Per Cable | 12.84 | 12.84 | 12.84 | 12.84 | 12.84 | 12.84
Build Services / UFB | MCABLE13 | Supply 200 pair /0.63 PEFUT Cable | Per Cable | 27.71 | 27.71 | 27.71 | 27.71 | 27.71 | 27.71
Build Services / UFB | MCABLE14 | Supply 15 pair /0.63 PEFUT SSA Cable | Per Cable | 3.88 | 3.88 | 3.88 | 3.88 | 3.88 | 3.88
Build Services / UFB | MCABLE15 | Supply 25 pair /0.63 PEFUT SSA Cable | Per Cable | 5.45 | 5.45 | 5.45 | 5.45 | 5.45 | 5.45
Build Services / UFB | MCABLE16 | Supply 50 pair /0.63 PEFUT SSA Cable | Per Cable | 8.61 | 8.61 | 8.61 | 8.61 | 8.61 | 8.61
Build Services / UFB | MCABLE17 | Supply 100 pair /0.63 PEFUT SSA Cable | Per Cable | 0 | 0 | 0 | 0 | 0 | 0
Build Services / UFB | MCABLE18 | Supply Twisted Pair Cable – 16 pair | Per Cable | 4.37 | 4.37 | 4.37 | 4.37 | 4.37 | 4.37
Build Services / UFB | MCABLE19 | Supply 24F internal cable | Per Cable | 9.43 | 9.43 | 9.43 | 9.43 | 9.43 | 9.43
Build Services / UFB | MCABLE2 | Supply 4 pair /0.63 PEFUT | Per Cable | 0.92 | 0.92 | 0.92 | 0.92 | 0.92 | 0.92
Build Services / UFB | MCABLE20 | Supply 48F internal cable | Per Cable | 15.3 | 15.3 | 15.3 | 15.3 | 15.3 | 15.3
Build Services / UFB | MCABLE21 | Supply 144F Verticasa Riser Cable | Per Cable | 18.58 | 18.58 | 18.58 | 18.58 | 18.58 | 18.58
Build Services / UFB | MCABLE22 | Supply Hard Drawn location wire | Per Cable | 0.98 | 0.98 | 0.98 | 0.98 | 0.98 | 0.98
Build Services / UFB | MCABLE3 | Supply 5 pair /0.63 PEFUT | Per Cable | 1.13 | 1.13 | 1.13 | 1.13 | 1.13 | 1.13
Build Services / UFB | MCABLE4 | Supply 7 pair /0.63 PEFUT | Per Cable | 1.45 | 1.45 | 1.45 | 1.45 | 1.45 | 1.45
Build Services / UFB | MCABLE5 | Supply 15 pair /0.4 PEFUT | Per Cable | 1.41 | 1.41 | 1.41 | 1.41 | 1.41 | 1.41
Build Services / UFB | MCABLE6 | Supply 15 pair /0.63 PEFUT | Per Cable | 2.14 | 2.14 | 2.14 | 2.14 | 2.14 | 2.14
Build Services / UFB | MCABLE7 | Supply 25 pair /0.63 PEFUT Cable | Per Cable | 3.42 | 3.42 | 3.42 | 3.42 | 3.42 | 3.42
Build Services / UFB | MCABLE8 | Supply 50 pair /0.4 PEFUT Cable | Per Cable | 3.21 | 3.21 | 3.21 | 3.21 | 3.21 | 3.21
Build Services / UFB | MCABLE9 | Supply 50 pair /0.63 PEFUT Cable | Per Cable | 6.33 | 6.33 | 6.33 | 6.33 | 6.33 | 6.33
Build Services / UFB | MCABLEMISC | Supply Misc Specialised Cable | Per Cable | bar: NP03 to NP10
Build Services / UFB | MD1 | Mduct1 – Supply 20mm Duct - Glued | 6m Length | 9.48 | 9.48 | 9.48 | 9.48 | 9.48 | 9.48
Build Services / UFB | MD1B | Mduct1b – Supply 32mm Upvc | Per M | 7.23 | 7.23 | 7.23 | 7.23 | 7.23 | 7.23
Build Services / UFB | MD2 | Mduct2 – Supply 50mm Duct – Rubber Ring Join | 6m Length | 27.63 | 27.63 | 27.63 | 27.63 | 27.63 | 27.63
Build Services / UFB | MD4 | Mduct4 – Supply 32mm Duct – Continuous | Per M | 1.77 | 1.77 | 1.77 | 1.77 | 1.77 | 1.77
Build Services / UFB | MD5 | Mduct5 – Supply 63mm Duct – Continuous | Per M | 5.12 | 5.12 | 5.12 | 5.12 | 5.12 | 5.12
Build Services / UFB | MDUCT1 | Supply 20mm Duct – glued | Per Duct | 9.61 | 9.61 | 9.61 | 9.61 | 9.61 | 9.61
Build Services / UFB | MDUCT2 | Supply 50mm Duct - rubber ring joined | Per Duct | 27.74 | 27.74 | 27.74 | 27.74 | 27.74 | 27.74
Build Services / UFB | MDUCT3 | Supply 100mm Duct - rubber ring joined | Per Duct | 51.01 | 51.01 | 51.01 | 51.01 | 51.01 | 51.01
Build Services / UFB | MDUCT4 | Supply 32mm Duct – subduct | Per Duct | 1.67 | 1.67 | 1.67 | 1.67 | 1.67 | 1.67
Build Services / UFB | MDUCT5 | Supply 63mm Duct - continuous | Per Duct | 5.17 | 5.17 | 5.17 | 5.17 | 5.17 | 5.17
Build Services / UFB | MDUCT6 | Supply 110mm Duct - continuous | Per Duct | 11.61 | 11.61 | 11.61 | 11.61 | 11.61 | 11.61
Build Services / UFB | MDUCT7 | Supply 16mm HDPE Duct – continuous (surfaced mounted) | Per Duct | 13.28 | 13.28 | 13.28 | 13.28 | 13.28 | 13.28
Build Services / UFB | MDUCT8 | Supply 32mm HDPE Duct (surfaced mounted) | Per Duct | 20.78 | 20.78 | 20.78 | 20.78 | 20.78 | 20.78
Build Services / UFB | MDUCT9 | Supply Marley 32mm uPVC Duct (surfaced mounted) | Per Duct | 20.78 | 20.78 | 20.78 | 20.78 | 20.78 | 20.78
Build Services / UFB | MIP | Maintenance IP | Per Quote | 13.14 | 13.14 | 13.14 | 13.14 | 13.14 | 13.14
Build Services / UFB | MLOCATE | Establish location point | Per Site | 164.78 | 164.78 | 164.78 | 164.78 | 164.78 | 164.78
Build Services / UFB | MMHPIT | Supply and install buried joint pit and lid | Per Lid | 1036.6 | 1036.6 | 1036.6 | 1036.6 | 1036.6 | 1036.6
Build Services / UFB | MMHROCK | Additional rate for rock | Per Meter | 381.75 | 381.75 | 381.75 | 381.75 | 381.75 | 381.75
Build Services / UFB | MOP | Maintenance OP | Per Quote | 11.79 | 11.79 | 11.79 | 11.79 | 11.79 | 11.79
Build Services / UFB | MP1 | Mpatch1 - Connectorised fibre patchcord (all connector types) | Per patchcord | 45.15 | 45.15 | 45.15 | 45.15 | 45.15 | 45.15
Build Services / UFB | MP3 | Mpatch3 –Supply of “Pass” FIP trace to Chorus | Per Bearer | 15.04 | 15.04 | 15.04 | 16.02 | 15.04 | 15.04
Build Services / UFB | MRACK1 | Supply and installation of equipment rack top bracing where the rack is 2200mm high or less and the row is 2600mm high or greater | Per Rack | 564.53 | 564.53 | 564.53 | 564.53 | 564.53 | 564.53
Build Services / UFB | MRACK10 | Supply ETSI aluminium MAR | Per MAR | 988.81 | 988.81 | 988.81 | 988.81 | 988.81 | 988.81
Build Services / UFB | MRACK2 | Supply and installation of W&B drop-off from existing W&B row trunking - includes supply of connectors, drop off, duct, flexihose to main W&B fibre runway. | Per Equipment | 155.5 | 155.5 | 155.5 | 155.5 | 155.5 | 155.5
Build Services / UFB | MRACK3 | Supply and fitting of Fibrenet troughs and cable guides to provide the full fit out of a 19” MAR to create a fusion MOFDF/IOFDF. | Per Equipment | 957.09 | 957.09 | 957.09 | 957.09 | 957.09 | 957.09
Build Services / UFB | MRACK4 | Widening of plinth by up to 200mm | Per Plinth | 598.22 | 598.22 | 598.22 | 598.22 | 598.22 | 598.22
Build Services / UFB | MRACK4.1 | Widening of plinth by up to 200mm | Per Plinth | 159.26 | 159.26 | 159.26 | 159.26 | 159.26 | 159.26
Build Services / UFB | MRACK5 | Single connection from the equipment or RTDU to either 50v A or B distribution MCB on the EOR board on the same row as the device to be connected. | Per Connection | 195.83 | 195.83 | 195.83 | 195.83 | 195.83 | 195.83
Build Services / UFB | MRACK5.1 | Supply 16mm2 power cable | Per Cable | 89.03 | 89.03 | 89.03 | 89.03 | 89.03 | 89.03
Build Services / UFB | MRACK5.2 | Supply and install additional new MCB, or change out of existing MCB on the EOR power board | Per Equipment | 47.32 | 47.32 | 47.32 | 47.32 | 47.32 | 47.32
Build Services / UFB | MRACK6 | Single connection from the equipment or RTDU to either 50v A or B distribution MCB on the EOR board on the same row as the device to be connected. | Per Connection | 409.48 | 409.48 | 409.48 | 409.48 | 409.48 | 409.48
Build Services / UFB | MRACK6.1 | Supply 17mm2 to 35mm2 power cable | Per Cable | 195.9 | 195.9 | 195.9 | 195.9 | 195.9 | 195.9
Build Services / UFB | MRACK7 | Assembly of TE GR3 rack (for GPON and AOFDF) | Per Rack | 46.5 | 46.5 | 46.5 | 46.5 | 46.5 | 46.5
Build Services / UFB | MRACK8 | Supply 19” aluminium MAR | Per MAR | 983.99 | 983.99 | 983.99 | 983.99 | 983.99 | 983.99
Build Services / UFB | MRACK9 | Supply 23” aluminium MAR | Per MAR | 1033.98 | 1033.98 | 1033.98 | 1033.98 | 1033.98 | 1033.98
Build Services / UFB | MS06E | Copper jointing and termination of more 510 pairs | Per Joint | 372.51 | 372.51 | 372.51 | 372.51 | 372.51 | 372.51
Build Services / UFB | MS1.1 | Pole miscellaneous non consigned aerial cable materials | Each | 22.98 | 22.98 | 22.98 | 22.98 | 22.98 | 22.98
Build Services / UFB | MS3.1 | Steel duct (up to 100mm) | each | bar: NP03 to NP10
Build Services / UFB | MS3.10 | 100mm bend | each | 32.07 | 32.07 | 32.07 | 32.07 | 32.07 | 32.07
Build Services / UFB | MS3.11 | Maxcell for hauling | each | bar: NP03 to NP10
Build Services / UFB | MS3.12 | 50/100mm duct tee clear | each | 35.78 | 35.78 | 35.78 | 35.78 | 35.78 | 35.78
Build Services / UFB | MS3.13 | 2pr location wire | each | 0.46 | 0.46 | 0.46 | 0.46 | 0.46 | 0.46
Build Services / UFB | MS3.14 | Pull tape per metre | each | 0.04 | 0.04 | 0.04 | 0.04 | 0.04 | 0.04
Build Services / UFB | MS3.15 | 20mm duct bend | each | 3.83 | 3.83 | 3.83 | 3.83 | 3.83 | 3.83
Build Services / UFB | MS3.16 | T-dux 50 mm | each | 32.67 | 32.67 | 32.67 | 32.67 | 32.67 | 32.67
Build Services / UFB | MS3.17 | T-dux 100 mm | each | 44.49 | 44.49 | 44.49 | 44.49 | 44.49 | 44.49
Build Services / UFB | MS3.18 | 20mm Pressure Duct Cap | each | 3.11 | 3.11 | 3.11 | 3.11 | 3.11 | 3.11
Build Services / UFB | MS3.19 | 50mm Pressure Duct Cap | each | 5.32 | 5.32 | 5.32 | 5.32 | 5.32 | 5.32
Build Services / UFB | MS3.2 | 20mm duct green - 6m Length | each | 7.68 | 7.68 | 7.68 | 7.68 | 7.68 | 7.68
Build Services / UFB | MS3.20 | 63mm Pressure Duct Cap | each | 3 | 3 | 3 | 3 | 3 | 3
Build Services / UFB | MS3.21 | 100mm Pressure Duct Cap | each | 4.2 | 4.2 | 4.2 | 4.2 | 4.2 | 4.2
Build Services / UFB | MS3.3 | 20mm duct white - 6m Length | each | 8.96 | 8.96 | 8.96 | 8.96 | 8.96 | 8.96
Build Services / UFB | MS3.4 | 50mm PVC Duct - 6m Length | each | 22.03 | 22.03 | 22.03 | 22.03 | 22.03 | 22.03
Build Services / UFB | MS3.5 | 50mm PE continuous duct | each | 5.54 | 5.54 | 5.54 | 5.54 | 5.54 | 5.54
Build Services / UFB | MS3.6 | 50mm duct bend | each | 10.98 | 10.98 | 10.98 | 10.98 | 10.98 | 10.98
Build Services / UFB | MS3.7 | 100mm PVC duct - 6m Length | each | 39.4 | 39.4 | 39.4 | 39.4 | 39.4 | 39.4
Build Services / UFB | MS3.8 | 100mm PE continuous duct | each | 13.23 | 13.23 | 13.23 | 13.23 | 13.23 | 13.23
Build Services / UFB | MS3.9 | 32mm PE continuous duct (sub duct) | each | 1.83 | 1.83 | 1.83 | 1.83 | 1.83 | 1.83
Build Services / UFB | MS4.1 | FIST GC02 BD closure | each | 802.73 | 802.73 | 802.73 | 802.73 | 802.73 | 802.73
Build Services / UFB | MS4.2 | FIST GC02 BE closure | each | 859.43 | 859.43 | 859.43 | 859.43 | 859.43 | 859.43
Build Services / UFB | MS4.3 | FIST GC02 BC closure | each | 742.88 | 742.88 | 742.88 | 742.88 | 742.88 | 742.88
Build Services / UFB | MS4.4 | FOSC 400d5 closure for transition joint | each | 861.52 | 861.52 | 861.52 | 861.52 | 861.52 | 861.52
Build Services / UFB | MS4.5 | FIST GC02 FD closure | each | 516.03 | 516.03 | 516.03 | 516.03 | 516.03 | 516.03
Build Services / UFB | MS4.7 | Mini FAT | each | bar: NP03 to NP10
Build Services / UFB | MS5.1 | 1200x1200mmx700mm Sika aluminium modular manhole footway | each | 3095.4 | 3095.4 | 3095.4 | 3095.4 | 3095.4 | 3095.4
Build Services / UFB | MS5.10 | Sika pit extension 1200x1200x200mm | each | 860.34 | 860.34 | 860.34 | 860.34 | 860.34 | 860.34
Build Services / UFB | MS5.11 | 1200x1200mm concrete modular manhole roadway | each | 262.5 | 262.5 | 262.5 | 262.5 | 262.5 | 262.5
Build Services / UFB | MS5.12 | 1200x600mm concrete modular manhole roadway | each | 5726.87 | 5726.87 | 5726.87 | 5726.87 | 5726.87 | 5726.87
Build Services / UFB | MS5.13 | 600x600mm concrete manhole | each | 2866.5 | 2866.5 | 2866.5 | 2866.5 | 2866.5 | 2866.5
Build Services / UFB | MS5.14 | Modular chamber 600X 1200 X 775D - 5 layer package complete kit | each | 1636.95 | 1636.95 | 1636.95 | 1636.95 | 1636.95 | 1636.95
Build Services / UFB | MS5.15 | Modular chamber 1200 X 1200 X 775D – 5 layer package complete kit | each | 2514.75 | 2514.75 | 2514.75 | 2514.75 | 2514.75 | 2514.75
Build Services / UFB | MS5.16 | Modular chamber wall layer 600X 1200 X 155 155mm extention | each | 164.85 | 164.85 | 164.85 | 164.85 | 164.85 | 164.85
Build Services / UFB | MS5.17 | Modular chamber wall layer 1200 X 1200 X 155 155mm extention | each | 229.95 | 229.95 | 229.95 | 229.95 | 229.95 | 229.95
Build Services / UFB | MS5.2 | 1200x600mmx700 Sika aluminium modular manhole footway | each | 1766.1 | 1766.1 | 1766.1 | 1766.1 | 1766.1 | 1766.1
Build Services / UFB | MS5.3 | 600x600mm Sika aluminium modular manhole | each | 1232.7 | 1232.7 | 1232.7 | 1232.7 | 1232.7 | 1232.7
Build Services / UFB | MS5.4 | 1200x1200mm concrete modular manhole | each | 4033.88 | 4033.88 | 4033.88 | 4033.88 | 4033.88 | 4033.88
Build Services / UFB | MS5.5 | 1200x600mm concrete modular manhole | each | 1345.05 | 1345.05 | 1345.05 | 1345.05 | 1345.05 | 1345.05
Build Services / UFB | MS5.6 | 1200x1200mmx700mm Sika aluminium modular manhole roadway | each | 4686.15 | 4686.15 | 4686.15 | 4686.15 | 4686.15 | 4686.15
Build Services / UFB | MS5.7 | 1200x600mmx700mm Sika aluminium modular manhole roadway | each | 2654.4 | 2654.4 | 2654.4 | 2654.4 | 2654.4 | 2654.4
Build Services / UFB | MS5.8 | 600x600mm Sika aluminium modular manhole roadway | each | 1808.1 | 1808.1 | 1808.1 | 1808.1 | 1808.1 | 1808.1
Build Services / UFB | MS5.9 | Sika pit extension 1200x600x200mm | each | 550.74 | 550.74 | 550.74 | 550.74 | 550.74 | 550.74
Build Services / UFB | MS6.1 | Cable terminal (UFB empty box) Includes all materials to run ribbonet up pole ie 20mmduct saddles etc | each | 71.69 | 71.69 | 71.69 | 71.69 | 71.69 | 71.69
Build Services / UFB | MS6.2 | Aborist materials | each | bar: NP03 to NP10
Build Services / UFB | MS6.3 | Consumables | each | bar: NP03 to NP10
Build Services / UFB | MS6.4 | Warning tape, charged per metre | each | 0.08 | 0.08 | 0.08 | 0.08 | 0.08 | 0.08
Build Services / UFB | MS6.5 | Cable pole protection | each | 30.88 | 30.88 | 30.88 | 30.88 | 30.88 | 30.88
Build Services / UFB | MS6.7 | 50mm adapters | each | 48.35 | 48.35 | 48.35 | 48.35 | 48.35 | 48.35
Build Services / UFB | MS6.8 | 20 mm adapters | each | 31.44 | 31.44 | 31.44 | 31.44 | 31.44 | 31.44
Build Services / UFB | MS7.1 | Pedestal 200x80 | each | 42.96 | 42.96 | 42.96 | 42.96 | 42.96 | 42.96
Build Services / UFB | MS7.2 | Fibre cable management bracket for channel pit | each | 38.85 | 38.85 | 38.85 | 38.85 | 38.85 | 38.85
Build Services / UFB | MS7.3 | Channell 2436 plastic pit and polymer concrete lid 900x600x600mm with swingarm | each | 652.05 | 652.05 | 652.05 | 652.05 | 652.05 | 652.05
Build Services / UFB | MS7.4 | Extension for channel pit 250mm | each | 311.85 | 311.85 | 311.85 | 311.85 | 311.85 | 311.85
Build Services / UFB | MS7.5 | BDD pit | each | 231.22 | 231.22 | 231.22 | 231.22 | 231.22 | 231.22
Build Services / UFB | MS7.6 | BDD pit extension | each | 57.39 | 57.39 | 57.39 | 57.39 | 57.39 | 57.39
Build Services / UFB | MS7.7 | Hand holes | each | 42 | 42 | 42 | 42 | 42 | 42
Build Services / UFB | MS7.8 | Pillars | each | 42.96 | 42.96 | 42.96 | 42.96 | 42.96 | 42.96
Build Services / UFB | MS7.9 | Channel pit and poly concrete lid 610x762x432 (SGLB1730PC) | each | 450.45 | 450.45 | 450.45 | 450.45 | 450.45 | 450.45
Build Services / UFB | MS8.1 | Misc non consigned fibre jointing materials | each | bar: NP03 to NP10
Build Services / UFB | MS8.2 | Non consigned materials for ribbonet joints | each | bar: NP03 to NP10
Build Services / UFB | MS8.3 | Loop management hardware for loops & joints | each | 74.19 | 74.19 | 74.19 | 74.19 | 74.19 | 74.19
Build Services / UFB | MS8.4 | Misc non consigned materials associated with fibre hauling | each | bar: NP03 to NP10
Build Services / UFB | MS8.5 | Non consigned materials for micronet joints | each | bar: NP03 to NP10
Build Services / UFB | MTDUX1 | Supply and install T-Dux for 50mm duct | Per TDUX | 49.88 | 49.88 | 49.88 | 49.88 | 49.88 | 49.88
Build Services / UFB | MTDUX2 | Supply and install T-Dux for 100mm duct | Per TDUX | 54.25 | 54.25 | 54.25 | 54.25 | 54.25 | 54.25
Build Services / UFB | MTONE | Toning for cable jointing | Per Joint | 54.77 | 54.77 | 54.77 | 54.77 | 54.77 | 54.77
Build Services / UFB | N2.1A | FAT | each | 431.25 | 431.25 | 431.25 | 431.25 | 431.25 | 431.25
Build Services / UFB | N2.1B | FAT | each | 435.25 | 435.25 | 435.25 | 435.25 | 435.25 | 435.25
Build Services / UFB | N2.1C | FAT | each | 439.25 | 439.25 | 439.25 | 439.25 | 439.25 | 439.25
Build Services / UFB | N2.1D | FAT | each | 447.25 | 447.25 | 447.25 | 447.25 | 447.25 | 447.25
Build Services / UFB | N2.3A | ABFFP - below gorund (in Channel pit and includes pit installation and multiduct joining) | each | 972.5 | 972.5 | 972.5 | 972.5 | 972.5 | 972.5
Build Services / UFB | N2.3B | ABFFP - below gorund (in Channel pit and includes pit installation and multiduct joining) | each | 1001 | 1001 | 1001 | 1001 | 1001 | 1001
Build Services / UFB | N2.3C | ABFFP - below gorund (in Channel pit and includes pit installation and multiduct joining) | each | 1029.5 | 1029.5 | 1029.5 | 1029.5 | 1029.5 | 1029.5
Build Services / UFB | N2.3D | ABFFP - below gorund (in Channel pit and includes pit installation and multiduct joining) | each | 1086.5 | 1086.5 | 1086.5 | 1086.5 | 1086.5 | 1086.5
Build Services / UFB | N2.4A | Mini FAT - For use in existing BDDS (where applicable) | each | 157 | 157 | 157 | 157 | 157 | 157
Build Services / UFB | N2.4B | Mini FAT - For use in existing BDDS (where applicable) | each | 157.35 | 157.35 | 157.35 | 157.35 | 157.35 | 157.35
Build Services / UFB | N2.4C | Mini FAT - For use in existing BDDS (where applicable) | each | 157.7 | 157.7 | 157.7 | 157.7 | 157.7 | 157.7
Build Services / UFB | N2.4D | Mini FAT - For use in existing BDDS (where applicable) | each | 158.4 | 158.4 | 158.4 | 158.4 | 158.4 | 158.4
Build Services / UFB | N2.5A | IFFP Install - large | each | 0 | 0 | 0 | 0 | 0 | 0
Build Services / UFB | N2.5B | IFFP Install - large | each | 0 | 0 | 0 | 0 | 0 | 0
Build Services / UFB | N2.5C | IFFP Install - large | each | 0 | 0 | 0 | 0 | 0 | 0
Build Services / UFB | N2.5D | IFFP Install - large | each | 0 | 0 | 0 | 0 | 0 | 0
Build Services / UFB | N2.6A | IFFP Install - small | each | 0 | 0 | 0 | 0 | 0 | 0
Build Services / UFB | N2.6B | IFFP Install - small | each | 0 | 0 | 0 | 0 | 0 | 0
Build Services / UFB | N2.6C | IFFP Install - small | each | 0 | 0 | 0 | 0 | 0 | 0
Build Services / UFB | N2.6D | IFFP Install - small | each | 0 | 0 | 0 | 0 | 0 | 0
Build Services / UFB | N3.10A | Sika pit extension 1200x1200x200mm | each | 105 | 105 | 105 | 105 | 105 | 105
Build Services / UFB | N3.10B | Sika pit extension 1200x1200x200mm | each | 110.25 | 110.25 | 110.25 | 110.25 | 110.25 | 110.25
Build Services / UFB | N3.10C | Sika pit extension 1200x1200x200mm | each | 115.5 | 115.5 | 115.5 | 115.5 | 115.5 | 115.5
Build Services / UFB | N3.10D | Sika pit extension 1200x1200x200mm | each | 126 | 126 | 126 | 126 | 126 | 126
Build Services / UFB | N3.11A | 1200x1200mm concrete modular manhole roadway | each | 3000 | 3000 | 3000 | 3000 | 3000 | 3000
Build Services / UFB | N3.11B | 1200x1200mm concrete modular manhole roadway | each | 3150 | 3150 | 3150 | 3150 | 3150 | 3150
Build Services / UFB | N3.11C | 1200x1200mm concrete modular manhole roadway | each | 3300 | 3300 | 3300 | 3300 | 3300 | 3300
Build Services / UFB | N3.11D | 1200x1200mm concrete modular manhole roadway | each | 3600 | 3600 | 3600 | 3600 | 3600 | 3600
Build Services / UFB | N3.12A | 1200x600mm concrete modular manhole roadway | each | 2850 | 2850 | 2850 | 2850 | 2850 | 2850
Build Services / UFB | N3.12B | 1200x600mm concrete modular manhole roadway | each | 2992.5 | 2992.5 | 2992.5 | 2992.5 | 2992.5 | 2992.5
Build Services / UFB | N3.12C | 1200x600mm concrete modular manhole roadway | each | 3135 | 3135 | 3135 | 3135 | 3135 | 3135
Build Services / UFB | N3.12D | 1200x600mm concrete modular manhole roadway | each | 3420 | 3420 | 3420 | 3420 | 3420 | 3420
Build Services / UFB | N3.13A | 600x600mm concrete manhole | each | 470 | 470 | 470 | 470 | 470 | 470
Build Services / UFB | N3.13B | 600x600mm concrete manhole | each | 493.5 | 493.5 | 493.5 | 493.5 | 493.5 | 493.5
Build Services / UFB | N3.13C | 600x600mm concrete manhole | each | 517 | 517 | 517 | 517 | 517 | 517
Build Services / UFB | N3.13D | 600x600mm concrete manhole | each | 564 | 564 | 564 | 564 | 564 | 564
Build Services / UFB | N3.14A | Modular chamber 600x 1200 x 775D - 5 layer package complete kit | each | 1115 | 1115 | 1115 | 1115 | 1115 | 1115
Build Services / UFB | N3.14B | Modular chamber 600x 1200 x 775D - 5 layer package complete kit | each | 1170.75 | 1170.75 | 1170.75 | 1170.75 | 1170.75 | 1170.75
Build Services / UFB | N3.14C | Modular chamber 600x 1200 x 775D - 5 layer package complete kit | each | 1226.5 | 1226.5 | 1226.5 | 1226.5 | 1226.5 | 1226.5
Build Services / UFB | N3.14D | Modular chamber 600x 1200 x 775D - 5 layer package complete kit | each | 1338 | 1338 | 1338 | 1338 | 1338 | 1338
Build Services / UFB | N3.15A | Modular chamber 1200 x 1200 x 775D - 5 layer package complete kit | each | 1192 | 1192 | 1192 | 1192 | 1192 | 1192
Build Services / UFB | N3.15B | Modular chamber 1200 x 1200 x 775D - 5 layer package complete kit | each | 1251.6 | 1251.6 | 1251.6 | 1251.6 | 1251.6 | 1251.6
Build Services / UFB | N3.15C | Modular chamber 1200 x 1200 x 775D - 5 layer package complete kit | each | 1311.2 | 1311.2 | 1311.2 | 1311.2 | 1311.2 | 1311.2
Build Services / UFB | N3.15D | Modular chamber 1200 x 1200 x 775D - 5 layer package complete kit | each | 1430.4 | 1430.4 | 1430.4 | 1430.4 | 1430.4 | 1430.4
Build Services / UFB | N3.16A | Modular chamber wall layer 600x 1200 x 155 155mm extension | each | 90 | 90 | 90 | 90 | 90 | 90
Build Services / UFB | N3.16B | Modular chamber wall layer 600x 1200 x 155 155mm extension | each | 94.5 | 94.5 | 94.5 | 94.5 | 94.5 | 94.5
Build Services / UFB | N3.16C | Modular chamber wall layer 600x 1200 x 155 155mm extension | each | 99 | 99 | 99 | 99 | 99 | 99
Build Services / UFB | N3.16D | Modular chamber wall layer 600x 1200 x 155 155mm extension | each | 108 | 108 | 108 | 108 | 108 | 108
Build Services / UFB | N3.17A | Modular chamber wall layer 1200 x 1200 x 155 155mm extension | each | 105 | 105 | 105 | 105 | 105 | 105
Build Services / UFB | N3.17B | Modular chamber wall layer 1200 x 1200 x 155 155mm extension | each | 110.25 | 110.25 | 110.25 | 110.25 | 110.25 | 110.25
Build Services / UFB | N3.17C | Modular chamber wall layer 1200 x 1200 x 155 155mm extension | each | 115.5 | 115.5 | 115.5 | 115.5 | 115.5 | 115.5
Build Services / UFB | N3.17D | Modular chamber wall layer 1200 x 1200 x 155 155mm extension | each | 126 | 126 | 126 | 126 | 126 | 126
Build Services / UFB | N3.1A | 1200x1200mmx700mm Sika aluminium modular manhole footway | each | 1450 | 1450 | 1450 | 1450 | 1450 | 1450
Build Services / UFB | N3.1B | 1200x1200mmx700mm Sika aluminium modular manhole footway | each | 1522.5 | 1522.5 | 1522.5 | 1522.5 | 1522.5 | 1522.5
Build Services / UFB | N3.1C | 1200x1200mmx700mm Sika aluminium modular manhole footway | each | 1595 | 1595 | 1595 | 1595 | 1595 | 1595
Build Services / UFB | N3.1D | 1200x1200mmx700mm Sika aluminium modular manhole footway | each | 1740 | 1740 | 1740 | 1740 | 1740 | 1740
Build Services / UFB | N3.2A | 1200x600mmx700 Sika aluminium modular mahole footway | each | 1300 | 1300 | 1300 | 1300 | 1300 | 1300
Build Services / UFB | N3.2B | 1200x600mmx700 Sika aluminium modular mahole footway | each | 1365 | 1365 | 1365 | 1365 | 1365 | 1365
Build Services / UFB | N3.2C | 1200x600mmx700 Sika aluminium modular mahole footway | each | 1430 | 1430 | 1430 | 1430 | 1430 | 1430
Build Services / UFB | N3.2D | 1200x600mmx700 Sika aluminium modular mahole footway | each | 1560 | 1560 | 1560 | 1560 | 1560 | 1560
Build Services / UFB | N3.3A | 600x600mm Sika aluminium modular manhole | each | 470 | 470 | 470 | 470 | 470 | 470
Build Services / UFB | N3.3B | 600x600mm Sika aluminium modular manhole | each | 493.5 | 493.5 | 493.5 | 493.5 | 493.5 | 493.5
Build Services / UFB | N3.3C | 600x600mm Sika aluminium modular manhole | each | 517 | 517 | 517 | 517 | 517 | 517
Build Services / UFB | N3.3D | 600x600mm Sika aluminium modular manhole | each | 564 | 564 | 564 | 564 | 564 | 564
Build Services / UFB | N3.4A | 1200x1200mm concrete modular manhole | each | 1550 | 1550 | 1550 | 1550 | 1550 | 1550
Build Services / UFB | N3.4B | 1200x1200mm concrete modular manhole | each | 1627.5 | 1627.5 | 1627.5 | 1627.5 | 1627.5 | 1627.5
Build Services / UFB | N3.4C | 1200x1200mm concrete modular manhole | each | 1705 | 1705 | 1705 | 1705 | 1705 | 1705
Build Services / UFB | N3.4D | 1200x1200mm concrete modular manhole | each | 1860 | 1860 | 1860 | 1860 | 1860 | 1860
Build Services / UFB | N3.5A | 1200x600mm concrete modular manhole | each | 1400 | 1400 | 1400 | 1400 | 1400 | 1400
Build Services / UFB | N3.5B | 1200x600mm concrete modular manhole | each | 1470 | 1470 | 1470 | 1470 | 1470 | 1470
Build Services / UFB | N3.5C | 1200x600mm concrete modular manhole | each | 1540 | 1540 | 1540 | 1540 | 1540 | 1540
Build Services / UFB | N3.5D | 1200x600mm concrete modular manhole | each | 1680 | 1680 | 1680 | 1680 | 1680 | 1680
Build Services / UFB | N3.6A | 1200x1200mmx700mm Sika aluminium modular manhole roadway | each | 2800 | 2800 | 2800 | 2800 | 2800 | 2800
Build Services / UFB | N3.6B | 1200x1200mmx700mm Sika aluminium modular manhole roadway | each | 2940 | 2940 | 2940 | 2940 | 2940 | 2940
Build Services / UFB | N3.6C | 1200x1200mmx700mm Sika aluminium modular manhole roadway | each | 3080 | 3080 | 3080 | 3080 | 3080 | 3080
Build Services / UFB | N3.6D | 1200x1200mmx700mm Sika aluminium modular manhole roadway | each | 3360 | 3360 | 3360 | 3360 | 3360 | 3360
Build Services / UFB | N3.7A | 1200x600mmx700mm Sika aluminium modular manhole roadway | each | 2608 | 2608 | 2608 | 2608 | 2608 | 2608
Build Services / UFB | N3.7B | 1200x600mmx700mm Sika aluminium modular manhole roadway | each | 2738.4 | 2738.4 | 2738.4 | 2738.4 | 2738.4 | 2738.4
Build Services / UFB | N3.7C | 1200x600mmx700mm Sika aluminium modular manhole roadway | each | 2868.8 | 2868.8 | 2868.8 | 2868.8 | 2868.8 | 2868.8
Build Services / UFB | N3.7D | 1200x600mmx700mm Sika aluminium modular manhole roadway | each | 3129.6 | 3129.6 | 3129.6 | 3129.6 | 3129.6 | 3129.6
Build Services / UFB | N3.8A | 600x600mm sika aluminium modular manhole roadway | each | 2268 | 2268 | 2268 | 2268 | 2268 | 2268
Build Services / UFB | N3.8B | 600x600mm sika aluminium modular manhole roadway | each | 2381.4 | 2381.4 | 2381.4 | 2381.4 | 2381.4 | 2381.4
Build Services / UFB | N3.8C | 600x600mm sika aluminium modular manhole roadway | each | 2494.8 | 2494.8 | 2494.8 | 2494.8 | 2494.8 | 2494.8
Build Services / UFB | N3.8D | 600x600mm sika aluminium modular manhole roadway | each | 2721.6 | 2721.6 | 2721.6 | 2721.6 | 2721.6 | 2721.6
Build Services / UFB | N3.9A | Sika pit extension 1200x600x200mm | each | 90 | 90 | 90 | 90 | 90 | 90
Build Services / UFB | N3.9B | Sika pit extension 1200x600x200mm | each | 94.5 | 94.5 | 94.5 | 94.5 | 94.5 | 94.5
Build Services / UFB | N3.9C | Sika pit extension 1200x600x200mm | each | 99 | 99 | 99 | 99 | 99 | 99
Build Services / UFB | N3.9D | Sika pit extension 1200x600x200mm | each | 108 | 108 | 108 | 108 | 108 | 108
Build Services / UFB | N4.1A | Specifically manufactured components - Quoted | each | 0 | 0 | 0 | 0 | 0 | 0
Build Services / UFB | N4.1B | Specifically manufactured components - Quoted | each | 0 | 0 | 0 | 0 | 0 | 0
Build Services / UFB | N4.1C | Specifically manufactured components - Quoted | each | 0 | 0 | 0 | 0 | 0 | 0
Build Services / UFB | N4.1D | Specifically manufactured components - Quoted | each | 0 | 0 | 0 | 0 | 0 | 0
Build Services / UFB | N4.4A | Cable pole protection | each | 25 | 25 | 25 | 25 | 25 | 25
Build Services / UFB | N4.4B | Cable pole protection | each | 25 | 25 | 25 | 25 | 25 | 25
Build Services / UFB | N4.4C | Cable pole protection | each | 25 | 25 | 25 | 25 | 25 | 25
Build Services / UFB | N4.4D | Cable pole protection | each | 25 | 25 | 25 | 25 | 25 | 25
Build Services / UFB | N5.1A | Channell 2436 plastic pit and polymer concrete lid 900x600x600mm with swingarm | each | 470 | 470 | 470 | 470 | 470 | 470
Build Services / UFB | N5.1B | Channell 2436 plastic pit and polymer concrete lid 900x600x600mm with swingarm | each | 493.5 | 493.5 | 493.5 | 493.5 | 493.5 | 493.5
Build Services / UFB | N5.1C | Channell 2436 plastic pit and polymer concrete lid 900x600x600mm with swingarm | each | 517 | 517 | 517 | 517 | 517 | 517
Build Services / UFB | N5.1D | Channell 2436 plastic pit and polymer concrete lid 900x600x600mm with swingarm | each | 564 | 564 | 564 | 564 | 564 | 564
Build Services / UFB | N5.2A | Extension for channel pit 250mm | each | 50 | 50 | 50 | 50 | 50 | 50
Build Services / UFB | N5.2B | Extension for channel pit 250mm | each | 52.5 | 52.5 | 52.5 | 52.5 | 52.5 | 52.5
Build Services / UFB | N5.2C | Extension for channel pit 250mm | each | 55 | 55 | 55 | 55 | 55 | 55
Build Services / UFB | N5.2D | Extension for channel pit 250mm | each | 60 | 60 | 60 | 60 | 60 | 60
Build Services / UFB | N5.3A | BDD pit and lid | each | 130 | 130 | 130 | 130 | 130 | 130
Build Services / UFB | N5.3B | BDD pit and lid | each | 136.5 | 136.5 | 136.5 | 136.5 | 136.5 | 136.5
Build Services / UFB | N5.3C | BDD pit and lid | each | 143 | 143 | 143 | 143 | 143 | 143
Build Services / UFB | N5.3D | BDD pit and lid | each | 156 | 156 | 156 | 156 | 156 | 156
Build Services / UFB | N5.4A | BDD pit extension | each | 30 | 30 | 30 | 30 | 30 | 30
Build Services / UFB | N5.4B | BDD pit extension | each | 31.5 | 31.5 | 31.5 | 31.5 | 31.5 | 31.5
Build Services / UFB | N5.4C | BDD pit extension | each | 33 | 33 | 33 | 33 | 33 | 33
Build Services / UFB | N5.4D | BDD pit extension | each | 36 | 36 | 36 | 36 | 36 | 36
Build Services / UFB | N5.5A | Channel pit and Poly Concrete lid 610x762x432 (sglb1730pc) | each | 325 | 325 | 325 | 325 | 325 | 325
Build Services / UFB | N5.5B | Channel pit and Poly Concrete lid 610x762x432 (sglb1730pc) | each | 341.25 | 341.25 | 341.25 | 341.25 | 341.25 | 341.25
Build Services / UFB | N5.5C | Channel pit and Poly Concrete lid 610x762x432 (sglb1730pc) | each | 357.5 | 357.5 | 357.5 | 357.5 | 357.5 | 357.5
Build Services / UFB | N5.5D | Channel pit and Poly Concrete lid 610x762x432 (sglb1730pc) | each | 390 | 390 | 390 | 390 | 390 | 390
Build Services / UFB | N6.1A | Seal | each | 456 | 456 | 456 | 456 | 456 | 456
Build Services / UFB | N6.1B | Seal | each | 478.8 | 478.8 | 478.8 | 478.8 | 478.8 | 478.8
Build Services / UFB | N6.1C | Seal | each | 501.6 | 501.6 | 501.6 | 501.6 | 501.6 | 501.6
Build Services / UFB | N6.1D | Seal | each | 547.2 | 547.2 | 547.2 | 547.2 | 547.2 | 547.2
Build Services / UFB | N6.2A | Concrete | each | 622.2 | 622.2 | 622.2 | 622.2 | 622.2 | 622.2
Build Services / UFB | N6.2B | Concrete | each | 653.31 | 653.31 | 653.31 | 653.31 | 653.31 | 653.31
Build Services / UFB | N6.2C | Concrete | each | 684.42 | 684.42 | 684.42 | 684.42 | 684.42 | 684.42
Build Services / UFB | N6.2D | Concrete | each | 746.64 | 746.64 | 746.64 | 746.64 | 746.64 | 746.64
Build Services / UFB | N6.3A | Special | each | 949.8 | 949.8 | 949.8 | 949.8 | 949.8 | 949.8
Build Services / UFB | N6.3B | Special | each | 997.29 | 997.29 | 997.29 | 997.29 | 997.29 | 997.29
Build Services / UFB | N6.3C | Special | each | 1044.78 | 1044.78 | 1044.78 | 1044.78 | 1044.78 | 1044.78
Build Services / UFB | N6.3D | Special | each | 1139.76 | 1139.76 | 1139.76 | 1139.76 | 1139.76 | 1139.76
Build Services / UFB | N7.1A | Loose rock | each | 106.5 | 106.5 | 106.5 | 106.5 | 106.5 | 106.5
Build Services / UFB | N7.1B | Loose rock | each | 111.83 | 111.83 | 111.83 | 111.83 | 111.83 | 111.83
Build Services / UFB | N7.1C | Loose rock | each | 117.15 | 117.15 | 117.15 | 117.15 | 117.15 | 117.15
Build Services / UFB | N7.1D | Loose rock | each | 127.8 | 127.8 | 127.8 | 127.8 | 127.8 | 127.8
Build Services / UFB | N7.2A | Hard rock | each | 213 | 213 | 213 | 213 | 213 | 213
Build Services / UFB | N7.2B | Hard rock | each | 223.65 | 223.65 | 223.65 | 223.65 | 223.65 | 223.65
Build Services / UFB | N7.2C | Hard rock | each | 234.3 | 234.3 | 234.3 | 234.3 | 234.3 | 234.3
Build Services / UFB | N7.2D | Hard rock | each | 255.6 | 255.6 | 255.6 | 255.6 | 255.6 | 255.6
Build Services / UFB | NABFFP.A | Install an ABFFP below ground (in channel pit, which includes the pit installation and multiduct joining). | each | 876.38 | 876.38 | 876.38 | 876.38 | 876.38 | 876.38
Build Services / UFB | NABFFP.B | Install an ABFFP below ground (in channel pit, which includes the pit installation and multiduct joining). | each | 922.44 | 922.44 | 922.44 | 922.44 | 922.44 | 922.44
Build Services / UFB | NBDDP.A | Install BDD pit and lid | each | 135.27 | 135.27 | 135.27 | 135.27 | 135.27 | 135.27
Build Services / UFB | NBDDP.B | Install BDD pit and lid | each | 145.87 | 145.87 | 145.87 | 145.87 | 145.87 | 145.87
Build Services / UFB | NCHAN.A | Install channel pit and poly concrete lid, or 600x600 manhole | each | 374.58 | 374.58 | 374.58 | 374.58 | 374.58 | 374.58
Build Services / UFB | NCHAN.B | Install channel pit and poly concrete lid, or 600x600 manhole | each | 409.01 | 409.01 | 409.01 | 409.01 | 409.01 | 409.01
Build Services / UFB | NDFDF | Installation of RU drawers into AOFDF (per 1RU or 3RU drawer) | per drawer | 13 | 13 | 13 | 13 | 13 | 13
Build Services / UFB | NFAT.A | Install a FAT (excludes any FATs on a pole) | each | 379.78 | 379.78 | 379.78 | 379.78 | 379.78 | 379.78
Build Services / UFB | NFAT.B | Install a FAT (excludes any FATs on a pole) | each | 384.3 | 384.3 | 384.3 | 384.3 | 384.3 | 384.3
NGA - SDU or ROW | NGA Complex Internal Wiring | NGA Complex Internal Wiring | 15mins | 0 | 0 | 0 | 0 | 0 | 0
NGA - SDU or ROW | NGA Non-Standard Build | NGA Non-Standard Build | 15mins | 0 | 0 | 0 | 0 | 0 | 0
NGA - SDU or ROW | NGA Outside Boundary Remediation/Build | NGA Outside Boundary Remediation/Build | 15mins | 0 | 0 | 0 | 0 | 0 | 0
NGA - SDU or ROW | NGA-560 | NGA Aerial SDU Installation Chorus | each | 0 | 0 | 0 | 0 | 0 | 0
NGA - SDU or ROW | NGA-561 | NGA Haull SDU Installation Chorus | each | 0 | 0 | 0 | 0 | 0 | 0
NGA - SDU or ROW | NGA-562 | NGASurface Mount SDU Installation Chorus | each | 0 | 0 | 0 | 0 | 0 | 0
NGA - SDU or ROW | NGA-563 | NGAGrass trench SDU Installation Chorus | each | 0 | 0 | 0 | 0 | 0 | 0
NGA - SDU or ROW | NGA-564 | NGA Drill SDU Installation Chorus | each | 0 | 0 | 0 | 0 | 0 | 0
NGA - SDU or ROW | NGA-565 | NGA Concrete trench SDU Installation Chorus | each | 0 | 0 | 0 | 0 | 0 | 0
NGA - SDU or ROW | NGA-566 | NGA - Build IP | 15mins | 12.56 | 12.56 | 12.56 | 12.56 | 12.56 | 12.56
NGA - SDU or ROW | NGA-567 | NGA - Build OP | 15mins | 12.15 | 12.15 | 12.15 | 12.15 | 12.15 | 12.15
NGA - SDU or ROW | NGA-568 | NGA - Cable Locater | 15mins | 14.16 | 14.16 | 14.16 | 14.16 | 14.16 | 14.16
NGA - SDU or ROW | NGA-569 | NGA - Cabler | 15mins | 9.03 | 9.03 | 9.03 | 9.03 | 9.03 | 9.03
NGA - SDU or ROW | NGA-570 | NGA - Clerk of Works | 15mins | 12.2 | 12.2 | 12.2 | 12.2 | 12.2 | 12.2
NGA - SDU or ROW | NGA-571 | NGA - Design | 15mins | 0 | 0 | 0 | 0 | 0 | 0
NGA - SDU or ROW | NGA-572 | NGA - Fibre Tech | 15mins | 12.57 | 12.57 | 12.57 | 12.57 | 12.57 | 12.57
NGA - SDU or ROW | NGA-573 | NGA - Jumper Runner | 15mins | 9.03 | 9.03 | 9.03 | 9.03 | 9.03 | 9.03
NGA - SDU or ROW | NGA-574 | NGA - Maintenance IP | 15mins | 11.95 | 11.95 | 11.95 | 11.95 | 11.95 | 11.95
NGA - SDU or ROW | NGA-575 | NGA - Maintenance OP | 15mins | 11.93 | 11.93 | 11.93 | 11.93 | 11.93 | 11.93
NGA - SDU or ROW | NGA-576 | NGA - Project Manager | 15mins | 27.9 | 27.9 | 27.9 | 27.9 | 27.9 | 27.9
NGA - SDU or ROW | NGA-577 | NGA - Provisioner | 15mins | 11.93 | 11.93 | 11.93 | 11.93 | 11.93 | 11.93
NGA - SDU or ROW | NGA-578 | NGA - Records | 15mins | 0 | 0 | 0 | 0 | 0 | 0
NGA - SDU or ROW | NGA-579 | NGA - Res/Bus | 15mins | 11.93 | 11.93 | 11.93 | 11.93 | 11.93 | 11.93
NGA - SDU or ROW | NGA-580 | NGA - Rigging | 15mins | 18.06 | 18.06 | 18.06 | 18.06 | 18.06 | 18.06
NGA - SDU or ROW | NGA-701 | Code NGA-701 Scope NGA Install – Full Scope | each | 48.39 | 48.39 | 48.39 | 48.39 | 48.39 | 48.39
NGA - SDU or ROW | NGA-702 | Code NGA-702 Scope NGA Install – Half Scope | each | 42.43 | 42.43 | 42.43 | 42.43 | 42.43 | 42.43
NGA - SDU or ROW | NGA-703 | Code NGA-703 Install Aerial Lead In (1 Span) | each | 102.98 | 102.98 | 102.98 | 102.98 | 102.98 | 102.98
NGA - SDU or ROW | NGA-705 | Code NGA-705 Span Rate For Aerial Provisioning (>1 Span) | each | 27.49 | 27.49 | 27.49 | 27.49 | 27.49 | 27.49
NGA - SDU or ROW | NGA-706 | Code NGA-706 Blow fibre through 5mm tube From FFP or ABFAT to Fibre ETP | each | 82.05 | 82.05 | 82.05 | 82.05 | 82.05 | 82.05
NGA - SDU or ROW | NGA-707 | Code NGA-707 Haul Fixed Fibre or Ruggedised Through Communal Network To Boundary | each | 87.84 | 87.84 | 87.84 | 87.84 | 87.84 | 87.84
NGA - SDU or ROW | NGA-711 | Code NGA-711 Provision NGA at Greenfield’s Premise | each | 225.02 | 225.02 | 225.02 | 225.02 | 225.02 | 225.02
NGA - SDU or ROW | NGA-713 | Code NGA-713 Provision NGA School Connection | each | 195.58 | 195.58 | 195.58 | 195.58 | 195.58 | 195.58
NGA - SDU or ROW | NGA-714 | Code NGA-714 NGA Cancellation on Arrival | each | 41.38 | 41.38 | 41.38 | 41.38 | 41.38 | 41.38
NGA - SDU or ROW | NGA-733 | Code NGA-733 Install Surface Mounted Service Conduit | each | 5.75 | 5.75 | 5.75 | 5.75 | 5.75 | 5.75
NGA - SDU or ROW | NGA-734 | Code NGA-734 Connect Microduct and install Fibre ETP | each | 42.4 | 42.4 | 42.4 | 42.4 | 42.4 | 42.4
NGA - SDU or ROW | NGA-735 | Code NGA-735 Extend Communal Pole Infrastructure (ABF) | each | 135.79 | 135.79 | 135.79 | 135.79 | 135.79 | 135.79
NGA - SDU or ROW | NGA-736 | Code NGA-736 Extend Communal Pole Infrastructure (Aerial Fixed Fibre) | each | 646.16 | 646.16 | 646.16 | 646.16 | 646.16 | 646.16
NGA - SDU or ROW | NGA-741 | Code NGA-741 Haul Service Lead From End of Communal Network to Fibre ETP Location | each | 88.15 | 88.15 | 88.15 | 88.15 | 88.15 | 88.15
NGA - SDU or ROW | NGA-745 | Code NGA-745 Extra Rate for Hauling From End of Communal Network to Fibre ETP Location in Excess of 30 metres | each | 1.41 | 1.41 | 1.41 | 1.41 | 1.41 | 1.41
NGA - SDU or ROW | NGA-750 | Code NGA-750 Premise Networking – Site Visit | each | 22.61 | 22.61 | 22.61 | 22.61 | 22.61 | 22.61
NGA - SDU or ROW | NGA-751 | Code NGA-751 – Install an additional or Relocate ONT | each | 146.76 | 146.76 | 146.76 | 146.76 | 146.76 | 146.76
NGA - SDU or ROW | NGA-752 | Code NGA-752 - Install Ethernet Jack Point | each | 58.84 | 58.84 | 58.84 | 58.84 | 58.84 | 58.84
NGA - SDU or ROW | NGA-753 | Code NGA-753 - Install simple CPE standard | each | 68.2 | 68.2 | 68.2 | 68.2 | 68.2 | 68.2
NGA - SDU or ROW | NGA-754 | Code NGA-754 - Install complex CPE standard (Business) | each | 183.07 | 183.07 | 183.07 | 183.07 | 183.07 | 183.07
NGA - SDU or ROW | NGA-755 | Code NGA-755 - Small Enclosure | each | 78.57 | 78.57 | 78.57 | 78.57 | 78.57 | 78.57
NGA - SDU or ROW | NGA-756 | Code NGA-756 - Medium Enclosure | each | 214.3 | 214.3 | 214.3 | 214.3 | 214.3 | 214.3
NGA - SDU or ROW | NGA-757 | Code NGA-757 Network/Cable route plan - Non MDU | each | 0 | 0 | 0 | 0 | 0 | 0
NGA - SDU or ROW | NGA-757a | Code NGA-757a Network/Cable route plan - Class 1 MDU/ROW 2-5 | each | 0 | 0 | 0 | 0 | 0 | 0
NGA - SDU or ROW | NGA-757b | Code NGA-757b Network/Cable route plan - Class 2 MDU/ROW 6-12 | each | 0 | 0 | 0 | 0 | 0 | 0
NGA - SDU or ROW | NGA-757d | Code NGA-757e Network/Cable route plan - Class 4 MDU/ROW 49+ | each | 0 | 0 | 0 | 0 | 0 | 0
NGA - SDU or ROW | NGA-758 | Code NGA-758 Mobilisation - Non MDU | each | 33.98 | 33.98 | 33.98 | 33.98 | 33.98 | 33.98
NGA - SDU or ROW | NGA-758a | Code NGA-758a Mobilisation - Class 1 MDU/ROW 2-5 | each | 60.58 | 60.58 | 60.58 | 60.58 | 60.58 | 60.58
NGA - SDU or ROW | NGA-758b | Code NGA-758b Mobilisation - Class 2 MDU/ROW 6-12 | each | 75.64 | 75.64 | 75.64 | 75.64 | 75.64 | 75.64
NGA - SDU or ROW | NGA-758c | Code NGA-758c Mobilisation - Class 3 MDU/ROW 13-48 | each | 265.3 | 265.3 | 265.3 | 265.3 | 265.3 | 265.3
NGA - SDU or ROW | NGA-758d | Code NGA-758d Mobilisation - Class 4 MDU/ROW 49+ | each | 583.01 | 583.01 | 583.01 | 583.01 | 583.01 | 583.01
NGA - SDU or ROW | NGA-759 | Code NGA-759 Records & Completion - Non MDU | each | 0 | 0 | 0 | 0 | 0 | 0
NGA - SDU or ROW | NGA-759a | Code NGA-759a Records & Completion - Class 1 MDU/ROW 2-5 | each | 0 | 0 | 0 | 0 | 0 | 0
NGA - SDU or ROW | NGA-759b | Code NGA-759b Records & Completion - Class 2 MDU/ROW 6-12 | each | 0 | 0 | 0 | 0 | 0 | 0
NGA - SDU or ROW | NGA-759c | Code NGA-759c Records & Completion - Class 3 MDU/ROW 13-48 | each | 0 | 0 | 0 | 0 | 0 | 0
NGA - SDU or ROW | NGA-759d | Code NGA-759d Records & Completion- Class 4 MDU/ROW 49+ | each | 0 | 0 | 0 | 0 | 0 | 0
NGA - SDU or ROW | NGA-760 | Code NGA-760 – Standard Lateral | each | 295.61 | 295.61 | 295.61 | 295.61 | 295.61 | 295.61
NGA - SDU or ROW | NGA-761 | Code NGA-761 – Standard Lateral Extra Rate for additional tubes | each | 13.85 | 13.85 | 13.85 | 13.85 | 13.85 | 13.85
NGA - SDU or ROW | NGA-762 | Code NGA-762 - Migrate POTS to VOIP for existing NGA Connections | each | 60.72 | 60.72 | 60.72 | 60.72 | 60.72 | 60.72
NGA - SDU or ROW | NGA-790 | Code NGA-790 Installation of ONT & Network Connection | each | 177.75 | 177.75 | 177.75 | 177.75 | 177.75 | 177.75
NGA - SDU or ROW | NGA-791 | Code NGA-791 Install Composite Cable | each | 72.25 | 72.25 | 72.25 | 72.25 | 72.25 | 72.25
NGA - SDU or ROW | NGA-a03a | Code NGA-a03 - Install equipment rack | each | 1510.85 | 1510.85 | 1510.85 | 1510.85 | 1510.85 | 1510.85
NGA - SDU or ROW | NGA-a04 | Code NGA-a04 - install small router or switch into any roadside cabinet, exchange equipment rack or enclosed cabinet | each | 197.18 | 197.18 | 197.18 | 197.18 | 197.18 | 197.18
NGA - SDU or ROW | NGA-a11 | Code NGA-a11 - install optical in line attenuator drawer | each | 616.49 | 616.49 | 616.49 | 616.49 | 616.49 | 616.49
NGA - SDU or ROW | NGA-a12 | Code NGA-a12 - install mint shelf | each | 1370.06 | 1370.06 | 1370.06 | 1370.06 | 1370.06 | 1370.06
NGA - SDU or ROW | NGA-a14 | Code NGA-a14 - install ofdf tie cables up to 24 fibres (single mode) | each | 1738.51 | 1738.51 | 1738.51 | 1738.51 | 1738.51 | 1738.51
NGA - SDU or ROW | NGA-A16 | Code NGA-A16 – Fibre Transmission Connection Per Site – (Connectorised) | each | 220.81 | 220.81 | 220.81 | 220.81 | 220.81 | 220.81
NGA - SDU or ROW | NGA-A16A | Code NGA-A16A – Install PON Splitter | each | 247.06 | 247.06 | 247.06 | 247.06 | 247.06 | 247.06
NGA - SDU or ROW | NGA-a17 | Code NGA-a17 - fibre transmission connection (pdh, sdh, dwdm, ethernet) per site | each | 216.51 | 216.51 | 216.51 | 216.51 | 216.51 | 216.51
NGA - SDU or ROW | NGA-a17a | Code NGA-a17a - installation of optical in line attenuator | each | 297.71 | 297.71 | 297.71 | 297.71 | 297.71 | 297.71
NGA - SDU or ROW | NGA-a17c | Code NGA-a17c - fibre transmission (rq) relinquishment (pdh, sdh, dwdm, ethernet) per site | each | 180.46 | 180.46 | 180.46 | 180.46 | 180.46 | 180.46
NGA - SDU or ROW | NGA-b04 | Code NGA-b04 - install, replace or expand a cable terminal on an existing pole | each | 534.38 | 534.38 | 534.38 | 534.38 | 534.38 | 534.38
NGA - SDU or ROW | NGA-b05 | Code NGA-b05 - regroup a cable terminal, building terminal, rlg or distribution point | each | 557.81 | 557.81 | 557.81 | 557.81 | 557.81 | 557.81
NGA - SDU or ROW | NGA-b06 | Code NGA-b06 - install road crossing from an RBI or UFB Network | each | 1018.4 | 1018.4 | 1018.4 | 1018.4 | 1018.4 | 1018.4
NGA - SDU or ROW | NGA-b07 | Code NGA-b07 - supply and supervise installation of new ducts and bdd pits from one or more units within an industrial/commercial building to the property boundary | each | 384.61 | 384.61 | 384.61 | 384.61 | 384.61 | 384.61
NGA - SDU or ROW | NGA-b08 | Code NGA-b08 - install new manhole and lids in roadway | each | 1551.21 | 1551.21 | 1551.21 | 1551.21 | 1551.21 | 1551.21
NGA - SDU or ROW | NGA-b09 | Code NGA-b09 - install new manhole and lids in footway or berm | each | 1334.67 | 1334.67 | 1334.67 | 1334.67 | 1334.67 | 1334.67
NGA - SDU or ROW | NGA-b10 | Code NGA-b10 - install small pit and lid less than dimensions of 1200mm | each | 429.17 | 429.17 | 429.17 | 429.17 | 429.17 | 429.17
NGA - SDU or ROW | NGA-b17 | Code NGA-b17 - dismantle terminal or building frame from network | each | 186.61 | 186.61 | 186.61 | 186.61 | 186.61 | 186.61
NGA - SDU or ROW | NGA-b18 | Code NGA-b18 – school leadin documentation | each | 0 | 0 | 0 | 0 | 0 | 0
NGA - SDU or ROW | NGA-B19 | Code NGA-B19 - Install Hand Hole | each | 88.18 | 88.18 | 88.18 | 88.18 | 88.18 | 88.18
NGA - SDU or ROW | NGA-b22 | Code NGA-b22 - l2 traffic management (berm) | each | 372.97 | 372.97 | 372.97 | 372.97 | 372.97 | 372.97
NGA - SDU or ROW | NGA-b23 | Code NGA-b23 - l2 traffic management (road) | each | 799.61 | 799.61 | 799.61 | 799.61 | 799.61 | 799.61
NGA - SDU or ROW | NGA-c03 | Code NGA-c03 - install roadside equipment cabinet – passive/cross connect (any cabinet type) | each | 2825.92 | 2825.92 | 2825.92 | 2825.92 | 2825.92 | 2825.92
NGA - SDU or ROW | NGA-c04 | Code NGA-c04 - duct in grass | each | 30.26 | 30.26 | 30.26 | 30.26 | 30.26 | 30.26
NGA - SDU or ROW | NGA-c04a | Code NGA-c04a - duct in footpath (seal) | each | 94.28 | 94.28 | 94.28 | 94.28 | 94.28 | 94.28
NGA - SDU or ROW | NGA-c04b | Code NGA-c04b - duct in roadway | each | 108.54 | 108.54 | 108.54 | 108.54 | 108.54 | 108.54
NGA - SDU or ROW | NGA-c04c | Code NGA-c04c - duct - thrusting | each | 38.25 | 38.25 | 38.25 | 38.25 | 38.25 | 38.25
NGA - SDU or ROW | NGA-c12 | Code NGA-c12 - Haul through existing empty ducts | each | 1.97 | 1.97 | 1.97 | 1.97 | 1.97 | 1.97
NGA - SDU or ROW | NGA-c12a | Code NGA-c12a - Overhaul through ducts containing existing network | each | 2.56 | 2.56 | 2.56 | 2.56 | 2.56 | 2.56
NGA - SDU or ROW | NGA-c12b | Code NGA-c12b - haul subduct through existing ducts | each | 3.42 | 3.42 | 3.42 | 3.42 | 3.42 | 3.42
NGA - SDU or ROW | NGA-c12c | Code NGA-c12c - haul extra subduct through existing ducts | each | 3.07 | 3.07 | 3.07 | 3.07 | 3.07 | 3.07
NGA - SDU or ROW | NGA-c12d | Code NGA-c12d – fibre loops in manholes | each | 127.07 | 127.07 | 127.07 | 127.07 | 127.07 | 127.07
NGA - SDU or ROW | NGA-c12g | Code NGA-c12g – blow air blown fibre cable through Microducts | each | 1.45 | 1.45 | 1.45 | 1.45 | 1.45 | 1.45
NGA - SDU or ROW | NGA-c12ga | Code NGA-c12ga – blow air blown fibre cable through Microducts | each | 1.36 | 1.36 | 1.36 | 1.36 | 1.36 | 1.36
NGA - SDU or ROW | NGA-c12h | Code NGA-c12h – air blown fibre loops in manholes | each | 180.27 | 180.27 | 180.27 | 180.27 | 180.27 | 180.27
NGA - SDU or ROW | NGA-c12i | Code NGA-c12i – joint 2-4 way Microduct | each | 47.96 | 47.96 | 47.96 | 47.96 | 47.96 | 47.96
NGA - SDU or ROW | NGA-c12j | Code NGA-c12j – joint 5-7 way Microduct | each | 52.46 | 52.46 | 52.46 | 52.46 | 52.46 | 52.46
NGA - SDU or ROW | NGA-c12k | Code NGA-c12k – joint 13-26 way Microduct | each | 66.47 | 66.47 | 66.47 | 66.47 | 66.47 | 66.47
NGA - SDU or ROW | NGA-C12L | Code NGA-C12L – Joint 8-12 Way Microduct | each | 56.98 | 56.98 | 56.98 | 56.98 | 56.98 | 56.98
NGA - SDU or ROW | NGA-C12M | Code NGA-C12M – Joint single-Way Microduct | each | 47.37 | 47.37 | 47.37 | 47.37 | 47.37 | 47.37
NGA - SDU or ROW | NGA-c14 | Code NGA-c14 - joint fibre cables (1-12 splices) | each | 289.05 | 289.05 | 289.05 | 289.05 | 289.05 | 289.05
NGA - SDU or ROW | NGA-c14.1 | Code NGA-c14.1 - joint fibre cables (13-24 splices) | each | 495.87 | 495.87 | 495.87 | 495.87 | 495.87 | 495.87
NGA - SDU or ROW | NGA-c14.2 | Code NGA-c14.2 - joint fibre cables (25-48 splices) | each | 808.08 | 808.08 | 808.08 | 808.08 | 808.08 | 808.08
NGA - SDU or ROW | NGA-c14.3 | Code NGA-c14.3 - joint fibre cables (49-96 splices) | each | 1280.99 | 1280.99 | 1280.99 | 1280.99 | 1280.99 | 1280.99
NGA - SDU or ROW | NGA-c14.4 | Code NGA-c14.4 - joint fibre cables (97-144 splices) | each | 1855.53 | 1855.53 | 1855.53 | 1855.53 | 1855.53 | 1855.53
NGA - SDU or ROW | NGA-c14.5 | Code NGA-c14.5 - joint fibre cables (145-216 splices) | each | 2544.35 | 2544.35 | 2544.35 | 2544.35 | 2544.35 | 2544.35
NGA - SDU or ROW | NGA-c14.6 | Code NGA-c14.6 - joint fibre cables (217-312 splices) | each | 3229.92 | 3229.92 | 3229.92 | 3229.92 | 3229.92 | 3229.92
NGA - SDU or ROW | NGA-c14a | Code NGA-c14a - install a fibre closure | each | 153.4 | 153.4 | 153.4 | 153.4 | 153.4 | 153.4
NGA - SDU or ROW | NGA-D01 | Code NGA-D01 - Inside Boundary Trenching - Base Rate | each | 21.97 | 21.97 | 21.97 | 21.97 | 21.97 | 21.97
NGA - SDU or ROW | NGA-D02 | Code NGA-D02 - Inside Boundary Trenching - Slot Trenching – Soft Surface | each | 21.97 | 21.97 | 21.97 | 21.97 | 21.97 | 21.97
NGA - SDU or ROW | NGA-D03 | Code NGA-D03 - Inside Boundary Trenching - Slot Trenching – Hard Surface | each | 42.59 | 42.59 | 42.59 | 42.59 | 42.59 | 42.59
NGA - SDU or ROW | NGA-E01 | Code NGA-E01 – Inside Boundary Drilling & Thrusting – Base Rate | each | 37.82 | 37.82 | 37.82 | 37.82 | 37.82 | 37.82
NGA - SDU or ROW | NGA-G01 | Code NGA-G01 – Inside Boundary Reinstatement - Seal & Chip Seal | each | 80.15 | 80.15 | 80.15 | 80.15 | 80.15 | 80.15
NGA - SDU or ROW | NGA-G02 | Code NGA-G02 – Inside Boundary Reinstatement - Concrete | each | 147.81 | 147.81 | 147.81 | 147.81 | 147.81 | 147.81
NGA - SDU or ROW | NGA-G03 | Code NGA-G03 – Inside Boundary Reinstatement - Concrete Aggregate | each | 136.04 | 136.04 | 136.04 | 136.04 | 136.04 | 136.04
NGA - SDU or ROW | NGA-G04 | Code NGA-G04 – Inside Boundary Reinstatement - Gravel | each | 23.22 | 23.22 | 23.22 | 23.22 | 23.22 | 23.22
NGA - SDU or ROW | NGA-G05 | Code NGA-G05 – Inside Boundary Reinstatement - Rock | each | 33.21 | 33.21 | 33.21 | 33.21 | 33.21 | 33.21
NGA - SDU or ROW | NGA-G06 | Code NGA-G06 – Inside Boundary Reinstatement Gardens & Decorative Areas | each | 3.08 | 3.08 | 3.08 | 3.08 | 3.08 | 3.08
NGA - SDU or ROW | NGA-Ia14a | Code NGA-Ia14a – Install Building Cabling and/or Microduct | each | 8.96 | 8.96 | 8.96 | 8.96 | 8.96 | 8.96
NGA - SDU or ROW | NGA-Ia14b.1 | Code NGA-Ia14b.1 – Install Support System for Cable And/Or Microduct | each | 11.78 | 11.78 | 11.78 | 11.78 | 11.78 | 11.78
NGA - SDU or ROW | NGA-Ia14b.2 | Code NGA-Ia14b.2 – Install Support System for Cable And/Or Microduct | each | 17.53 | 17.53 | 17.53 | 17.53 | 17.53 | 17.53
NGA - SDU or ROW | NGA-Ia14b.3 | Code NGA-Ia14b.3 – Install Support System for Cable And/Or Microduct | each | 10.19 | 10.19 | 10.19 | 10.19 | 10.19 | 10.19
NGA - SDU or ROW | NGA-Ia14b.4 | Code NGA-Ia14b.4 – Install Support System for Cable And/Or Microduct | each | 75.65 | 75.65 | 75.65 | 75.65 | 75.65 | 75.65
NGA - SDU or ROW | NGA-Ia14b.5 | Code NGA-Ia14b.5 – Install Support System for Cable And/Or Microduct | each | 8.88 | 8.88 | 8.88 | 8.88 | 8.88 | 8.88
NGA - SDU or ROW | NGA-Ic14a.1 | Code NGA-Ic14a.1 – Install Fibre Access Terminal | each | 232.39 | 232.39 | 232.39 | 232.39 | 232.39 | 232.39
NGA - SDU or ROW | NGA-Ic14a.2 | Code NGA-Ic14a.2 – Install Fibre Access Terminal | each | 505.18 | 505.18 | 505.18 | 505.18 | 505.18 | 505.18
NGA - SDU or ROW | NGA-MA03 | Code NGA-MA03 - DC power supply for A03 MAR inclusive of a minimum ten MCB’s. “ Provide FUSE PANEL 20 circuit 19” where required | each | 2040.2 | 2040.2 | 2040.2 | 2040.2 | 2040.2 | 2040.2
NGA - SDU or ROW | NGA-MA14 | Code NGA-MA14 - 24 fibre cable tie | each | 83.52 | 83.52 | 83.52 | 83.52 | 83.52 | 83.52
NGA - SDU or ROW | NGA-MB02.1 | Code NGA-MB02.1 - Pedestal | each | 42.68 | 42.68 | 42.68 | 42.68 | 42.68 | 42.68
NGA - SDU or ROW | NGA-MB07 | Code NGA-MB07 - 6 metre duct length | each | 35.34 | 35.34 | 35.34 | 35.34 | 35.34 | 35.34
NGA - SDU or ROW | NGA-MB08.1 | Code NGA-MB08.1 - Aluminium Manhole and lid 1.2x0.6x0.7 | each | 2853.69 | 2853.69 | 2853.69 | 2853.69 | 2853.69 | 2853.69
NGA - SDU or ROW | NGA-MB08.2 | Code NGA-MB08.2 - Aluminium Manhole and lid 1.2x1.2x0.7 | each | 5082.28 | 5082.28 | 5082.28 | 5082.28 | 5082.28 | 5082.28
NGA - SDU or ROW | NGA-MB08.3 | Code NGA-MB08.3 - Aluminium Manhole and lid 2.1x1.2x0.7 | each | 6029.84 | 6029.84 | 6029.84 | 6029.84 | 6029.84 | 6029.84
NGA - SDU or ROW | NGA-MB08.4 | Code NGA-MB08.4 - Aluminium Manhole and lid 2.1x1.2x1.2 | each | 5515 | 5515 | 5515 | 5515 | 5515 | 5515
NGA - SDU or ROW | NGA-MB08.5 | Code NGA-MB08.5 - Concrete Manhole with lids 1.2x0.6x0.6 | each | 2605.98 | 2605.98 | 2605.98 | 2605.98 | 2605.98 | 2605.98
NGA - SDU or ROW | NGA-MB08.6 | Code NGA-MB08.6 - Concrete Manhole with lids 1.2x0.6x0.9 | each | 2943.04 | 2943.04 | 2943.04 | 2943.04 | 2943.04 | 2943.04
NGA - SDU or ROW | NGA-MB08.7 | Code NGA-MB08.7 - Concrete Manhole with lids 1.2x1.2x0.9 | each | 5181.97 | 5181.97 | 5181.97 | 5181.97 | 5181.97 | 5181.97
NGA - SDU or ROW | NGA-MB08.8 | Code NGA-MB08.8 - Concrete Manhole with lids 2.1x1.2x1.2 | each | 6554.02 | 6554.02 | 6554.02 | 6554.02 | 6554.02 | 6554.02
NGA - SDU or ROW | NGA-MB08.9 | Code NGA-MB08.9 - Additional rate for rock(for manholes only) | each | 383.28 | 383.28 | 383.28 | 383.28 | 383.28 | 383.28
NGA - SDU or ROW | NGA-MB09.1 | Code NGA-MB09.1 - Aluminium Manhole and lid 1.2x0.6x0.7 | each | 1885.06 | 1885.06 | 1885.06 | 1885.06 | 1885.06 | 1885.06
NGA - SDU or ROW | NGA-MB09.2 | Code NGA-MB09.2 - Aluminium Manhole and lid 1.2x1.2x0.7 | each | 3344.93 | 3344.93 | 3344.93 | 3344.93 | 3344.93 | 3344.93
NGA - SDU or ROW | NGA-MB09.3 | Code NGA-MB09.3 - Aluminium Manhole and lid 2.1x1.2x0.7 | each | 4977.38 | 4977.38 | 4977.38 | 4977.38 | 4977.38 | 4977.38
NGA - SDU or ROW | NGA-MB09.4 | Code NGA-MB09.4 - Aluminium Manhole and lid 2.1x0.6x0.7 | each | 3501.31 | 3501.31 | 3501.31 | 3501.31 | 3501.31 | 3501.31
NGA - SDU or ROW | NGA-MB09.5 | Code NGA-MB09.5 - Concrete Manhole with lids 1.2x0.6x0.6 | each | 1526.29 | 1526.29 | 1526.29 | 1526.29 | 1526.29 | 1526.29
NGA - SDU or ROW | NGA-MB09.6 | Code NGA-MB09.6 - Concrete Manhole with lids 1.2x1.2x0.9 | each | 3154.56 | 3154.56 | 3154.56 | 3154.56 | 3154.56 | 3154.56
NGA - SDU or ROW | NGA-MB09.7 | Code NGA-MB09.7 - Concrete Manhole with lids 2.1x1.2x0.8 | each | 3899.95 | 3899.95 | 3899.95 | 3899.95 | 3899.95 | 3899.95
NGA - SDU or ROW | NGA-MB09.8 | Code NGA-MB09.8 - Concrete Manhole with lids 2.1x1.2x1.2 | each | 5045.58 | 5045.58 | 5045.58 | 5045.58 | 5045.58 | 5045.58
NGA - SDU or ROW | NGA-MB09.9 | Code NGA-MB09.9 - Plastic pit and lid | each | 210.54 | 210.54 | 210.54 | 210.54 | 210.54 | 210.54
NGA - SDU or ROW | NGA-MB10.1 | Code NGA-MB10.1 - Concrete pit and lid 0.6 x 0.6 x 0.6 | each | 1030.99 | 1030.99 | 1030.99 | 1030.99 | 1030.99 | 1030.99
NGA - SDU or ROW | NGA-MB10.2 | Code NGA-MB10.2 - Aluminium pit and lid 0.6x 0.7x 0.6 | each | 1719.83 | 1719.83 | 1719.83 | 1719.83 | 1719.83 | 1719.83
NGA - SDU or ROW | NGA-MB10.3 | Code NGA-Code NGA-MB10.3 - Channell Pit SGLB1730 | each | 469.13 | 469.13 | 469.13 | 469.13 | 469.13 | 469.13
NGA - SDU or ROW | NGA-MB10.4 | Code NGA-Code NGA-MB10.4 - Channell Pit SGLB2436 | each | 629.67 | 629.67 | 629.67 | 629.67 | 629.67 | 629.67
NGA - SDU or ROW | NGA-MB10.5 | Code NGA-Code NGA-MB10.5 - Channell Pit SGLB2448 | each | 1304.18 | 1304.18 | 1304.18 | 1304.18 | 1304.18 | 1304.18
NGA - SDU or ROW | NGA-MB10.6 | Code NGA-Code NGA-MB10.6 - Channell Pit SGLB3048 | each | 1722.22 | 1722.22 | 1722.22 | 1722.22 | 1722.22 | 1722.22
NGA - SDU or ROW | NGA-MB19.1 | Code NGA-Code NGA-MB19.1 - Hand Hold GLB912-T | each | 43.78 | 43.78 | 43.78 | 43.78 | 43.78 | 43.78
NGA - SDU or ROW | NGA-MB19.2 | Code NGA-Code NGA-MB19.2 - Hand Hold GLB912C | each | 24.5 | 24.5 | 24.5 | 24.5 | 24.5 | 24.5
NGA - SDU or ROW | NGA-MC04.1 | Code NGA-MC04.1 - Additional rate for rock | each | 52.33 | 52.33 | 52.33 | 52.33 | 52.33 | 52.33
NGA - SDU or ROW | NGA-MC04.2 | Code NGA-MC04.2 - Supply and install additional duct | each | 6.75 | 6.75 | 6.75 | 6.75 | 6.75 | 6.75
NGA - SDU or ROW | NGA-MC04.3 | Code NGA-MC04.3 - Additional Duct (labour only, consigned duct) | each | 12.27 | 12.27 | 12.27 | 12.27 | 12.27 | 12.27
NGA - SDU or ROW | NGA-MC04A.1 | Code NGA-MC04A.1 - Extra rate for concrete (Footpath) | each | 42.2 | 42.2 | 42.2 | 42.2 | 42.2 | 42.2
NGA - SDU or ROW | NGA-MC04B.1 | Code NGA-MC04B.1 - Extra rate for concrete (Roadway) | each | 88.31 | 88.31 | 88.31 | 88.31 | 88.31 | 88.31
NGA - SDU or ROW | NGA-MC04C.1 | Code NGA-MC04C.1 - Additional duct | each | 6.81 | 6.81 | 6.81 | 6.81 | 6.81 | 6.81
NGA - SDU or ROW | NGA-MC04c.2 | Code NGA-MC04c.2 - Additional Duct (labour only, consigned duct e.g. Microduct) | each | 2.05 | 2.05 | 2.05 | 2.05 | 2.05 | 2.05
NGA - SDU or ROW | NGA-MC12 | Code NGA-MC12 - Repair blocked or damaged duct | each | 274.79 | 274.79 | 274.79 | 274.79 | 274.79 | 274.79
NGA - SDU or ROW | NGA-MC12A | Code NGA-MC12A - Repair blocked or damaged duct | each | 274.79 | 274.79 | 274.79 | 274.79 | 274.79 | 274.79
NGA - SDU or ROW | NGA-MC12B | Code NGA-MC12B - Repair blocked or damaged duct | each | 274.79 | 274.79 | 274.79 | 274.79 | 274.79 | 274.79
NGA - SDU or ROW | NGA-MC12C | Code NGA-MC12C - Repair blocked or damaged duct | each | 274.79 | 274.79 | 274.79 | 274.79 | 274.79 | 274.79
NGA - SDU or ROW | NGA-MC14.1 | Code NGA-MC14.1 - OFDF drawers containing SFOs | each | 1206.64 | 1206.64 | 1206.64 | 1206.64 | 1206.64 | 1206.64
NGA - SDU or ROW | NGA-MC14.7 | Code NGA-MC14.7 - 24 fibre “D” series from cable well to MFODF and into fibrenet draw and SFOs (no splicing) | each | 11.4 | 11.4 | 11.4 | 11.4 | 11.4 | 11.4
NGA - SDU or ROW | NGA-MC14A.1 | Code NGA-MC14A.1 - Large Fibre closure (Fist BD or BE) | each | 760.23 | 760.23 | 760.23 | 760.23 | 760.23 | 760.23
NGA - SDU or ROW | NGA-MC14A.2 | Code NGA-MC14A.2 - Medium Fibre closure (Fist BC) | each | 639.61 | 639.61 | 639.61 | 639.61 | 639.61 | 639.61
NGA - SDU or ROW | NGA-MC14A.3 | Code NGA-MC14A.3 - Small Fibre closure (Fist FD) | each | 135.52 | 135.52 | 135.52 | 135.52 | 135.52 | 135.52
NGA - SDU or ROW | NGA-MC14A.4 | Code NGA-MC14A.4 - Fosc closure 400/B (A) check | each | 1053.68 | 1053.68 | 1053.68 | 1053.68 | 1053.68 | 1053.68
NGA - SDU or ROW | NGA-MC14A.5 | Code NGA-MC14A.5 - Fosc closure 400/C (B) check | each | 517.47 | 517.47 | 517.47 | 517.47 | 517.47 | 517.47
NGA - SDU or ROW | NGA-MC14A.6 | Code NGA-MC14A.6 - Fosc closure 400/D | each | 680.96 | 680.96 | 680.96 | 680.96 | 680.96 | 680.96
NGA - SDU or ROW | NGA-MC2 | Code NGA-MC2 - 144 Fibre Verticasa Riser cable, including any bends & riser break-outs and other consumables | each | 17.46 | 17.46 | 17.46 | 17.46 | 17.46 | 17.46
NGA - SDU or ROW | NGA-MC21 | Code NGA-MC21 Inside Boundary Locate, Dig & Repair Blocked or Damaged Duct | each | 120.24 | 120.24 | 120.24 | 120.24 | 120.24 | 120.24
NGA - SDU or ROW | NGA-MD1 | Code NGA-MD1 - green 20mm pipe – glued (below ground) including any bends, glue & other consumables | each | 9.89 | 9.89 | 9.89 | 9.89 | 9.89 | 9.89
NGA - SDU or ROW | NGA-MD1a | Code NGA-MD1a - 20mm HDPE pipe (surface mounted) including any bends & glue, but excluding saddles & screws | each | 4.2 | 4.2 | 4.2 | 4.2 | 4.2 | 4.2
NGA - SDU or ROW | NGA-MD1b | Code NGA-MD1b - Marley 32mm uPVC 4m pipe (surface mounted) including any bends & glue, but excluding saddles & screws | each | 9.11 | 9.11 | 9.11 | 9.11 | 9.11 | 9.11
NGA - SDU or ROW | NGA-MD1c | Code NGA-MD1c - Grey 32mm HDPE 5m pipe (surface mounted) including any bends & glue, but excluding saddles & screws | each | 9.11 | 9.11 | 9.11 | 9.11 | 9.11 | 9.11
NGA - SDU or ROW | NGA-MD2 | Code NGA-MD2 - 50mm duct – rubber ring join including any bends & other consumables | each | 28.82 | 28.82 | 28.82 | 28.82 | 28.82 | 28.82
NGA - SDU or ROW | NGA-MD4 | Code NGA-MD4 - green 32mm continuous duct (below ground) including any bends & other consumables | each | 1.85 | 1.85 | 1.85 | 1.85 | 1.85 | 1.85
NGA - SDU or ROW | NGA-MD5 | Code NGA-MD5 - 63mm continuous duct including any bends & other consumables | each | 5.34 | 5.34 | 5.34 | 5.34 | 5.34 | 5.34
NGA - SDU or ROW | NGA-MP1 | Code NGA-MP1 - Connectorised fibre patchcord (all connector types) | each | 44.33 | 44.33 | 44.33 | 44.33 | 44.33 | 44.33
NGA - SDU or ROW | NGA-MP3 | Code NGA-MP3 - Supply of “Pass” FIP trace to Chorus | each | 13.89 | 13.89 | 13.89 | 13.89 | 13.89 | 13.89
NGA - SDU or ROW | NGA-MT1 | Code NGA-MT1 - T-Dux 50mm | each | 40.09 | 40.09 | 40.09 | 40.09 | 40.09 | 40.09
NGA - SDU or ROW | NGA-MT2 | Code NGA-MT2 - T-dux 100mm | each | 43.53 | 43.53 | 43.53 | 43.53 | 43.53 | 43.53
NGA - SDU or ROW | NGA-RO1 | Code NGA-RO1 – Inside Boundary Mobilisation (Civils) | each | 0 | 0 | 0 | 0 | 0 | 0
NGA - SDU or ROW | NGA1 | NGA Aerial SDU Installation | each | 0 | 0 | 0 | 0 | 0 | 0
NGA - SDU or ROW | NGA2 | NGA Haull SDU Installation | each | 0 | 0 | 0 | 0 | 0 | 0
NGA - SDU or ROW | NGA3 | NGASurface Mount SDU Installation | each | 0 | 0 | 0 | 0 | 0 | 0
NGA - SDU or ROW | NGA4 | NGAGrass trench SDU Installation | each | 0 | 0 | 0 | 0 | 0 | 0
NGA - SDU or ROW | NGA5 | NGA Drill SDU Installation | each | 0 | 0 | 0 | 0 | 0 | 0
NGA - SDU or ROW | NGA552 | Code N-552 SDU Connection off an MDU build - Existing Lead-in | each | 307.79 | 307.79 | 307.79 | 307.79 | 307.79 | 307.79
NGA - SDU or ROW | NGA554 | Code N-554 SDU Connection off an MDU build | each | 419.28 | 419.28 | 419.28 | 419.28 | 419.28 | 419.28
NGA - SDU or ROW | NGA6 | NGA Concrete trench SDU Installation | each | 0 | 0 | 0 | 0 | 0 | 0
NGA - SDU or ROW | NGAMDUDES2 | NGA MDU Design less than 22 premises | 15min | 0 | 0 | 0 | 0 | 0 | 0
NGA - SDU or ROW | NGAMDUDES3 | NGA MDU Design More than 22 premises | 15min | 0 | 0 | 0 | 0 | 0 | 0
NGA - SDU or ROW | NGAMDUDESK | NGA MDU Desktop design | 15min | 0 | 0 | 0 | 0 | 0 | 0
Build Services / UFB | NHOLE.A | Install any roadway manhole | each | 2707.5 | 2707.5 | 2707.5 | 2707.5 | 2707.5 | 2707.5
Build Services / UFB | NHOLE.B | Install any roadway manhole | each | 2926 | 2926 | 2926 | 2926 | 2926 | 2926
Build Services / UFB | NMFAT.A | Install Mini-FAT, for use in existing BDDS (where applicable) | each | 141.69 | 141.69 | 141.69 | 141.69 | 141.69 | 141.69
Build Services / UFB | NMFAT.B | Install Mini-FAT, for use in existing BDDS (where applicable) | each | 142.32 | 142.32 | 142.32 | 142.32 | 142.32 | 142.32
Build Services / UFB | NMOD.A | Install any footway manhole 1.2m or larger | each | 1106.38 | 1106.38 | 1106.38 | 1106.38 | 1106.38 | 1106.38
Build Services / UFB | NMOD.B | Install any footway manhole 1.2m or larger | each | 1190.87 | 1190.87 | 1190.87 | 1190.87 | 1190.87 | 1190.87
Build Services / UFB | NPPRO | Install cable pole protection | each | 23.75 | 23.75 | 23.75 | 23.75 | 23.75 | 23.75
Build Services / UFB | NSCMP | Install specifically manufactured components | each | bar: NP03 to NP10
Build Services / UFB | O1.1 | End to end fibre testing (connectorised) Uni Directional | per fibre | 6.81 | 6.81 | 6.81 | 6.81 | 6.81 | 6.81
Build Services / UFB | O1.2 | Testing Micronet/ribbonet duct | per tube | 14.53 | 14.53 | 14.53 | 14.53 | 14.53 | 14.53
Build Services / UFB | O1.3 | Birth certificate - Bi directional testing nominated fibres from the exchange OFDF to the ABFFP | per certificate | 220.33 | 220.33 | 220.33 | 220.33 | 220.33 | 220.33
Build Services / UFB | O1.4 | End to End fibre testing ( Non connectorised) per fibre when a temp pigtail needs to be spliced onto fibres for testing per fibre - Uni Directional | per fibre | 7.43 | 7.43 | 7.43 | 7.43 | 7.43 | 7.43
Build Services / UFB | P1.1 | Supervisors | per hour | 90 | 90 | 90 | 90 | 90 | 90
Build Services / UFB | P1.2 | Technical Specialist | per hour | 120 | 120 | 120 | 120 | 120 | 120
Build Services / UFB | P1.3 | Administrators | per hour | 60 | 60 | 60 | 60 | 60 | 60
Build Services / UFB | P1.4 | Project Manager | per hour | 120 | 120 | 120 | 120 | 120 | 120
Build Services / UFB | P2.1 | Letter drops | per premise | 2.6 | 2.6 | 2.6 | 2.6 | 2.6 | 2.6
Build Services / UFB | P2.2 | General records adminstration | per hour | 60 | 60 | 60 | 60 | 60 | 60
Build Services / UFB | P2.3 | Complete underground plans in Netmap | per hour | 60 | 60 | 60 | 60 | 60 | 60
Build Services / UFB | P2.4 | Update records in Netmap | per hour | 60 | 60 | 60 | 60 | 60 | 60
Build Services / UFB | P2.5 | Update / creation of records in ICMS | per hour | 60 | 60 | 60 | 60 | 60 | 60
Build Services / UFB | P2.6 | Update / creation of records in TLRD & FAIMS | per hour | 60 | 60 | 60 | 60 | 60 | 60
Build Services / UFB | P2.7 | Other records costs | per hour | 60 | 60 | 60 | 60 | 60 | 60
Build Services / UFB | PASB.A | Prepare asbestos duct for hauling (installing tape or rope) | linear metre | 4.38 | 4.38 | 4.38 | 4.38 | 4.38 | 4.38
Build Services / UFB | PASB.B | Prepare asbestos duct for hauling (installing tape or rope) | linear metre | 4.74 | 4.74 | 4.74 | 4.74 | 4.74 | 4.74
Maintenance and Provisioning | PM01 | Proactive Pressure | Per order | 0 | 0 | 0 | 0 | 0 | 0
Maintenance and Provisioning | PM02 | Slippery Manholes | Per order | 0 | 0 | 0 | 0 | 0 | 0
Maintenance and Provisioning | PM05 | Cabinet Rehabilitation | Per order | 0 | 0 | 0 | 0 | 0 | 0
Maintenance and Provisioning | PM06 | Group Proactive Batch Testing | Per order | 486.48 | 486.48 | 486.48 | 486.48 | 486.48 | 486.48
Maintenance and Provisioning | PM07 | Individual Proactive Batch Testing | Per order | 175.24 | 175.24 | 175.24 | 175.24 | 175.24 | 175.24
Maintenance and Provisioning | PM09 | Proactive pole - tag and update records only | Per pole | 16.08 | 16.08 | 16.08 | 16.08 | 16.08 | 16.08
Build Services / UFB | R01 | Single Truck Roll (Civils) | Per Project | 99.67 | 99.67 | 99.67 | 106.65 | 99.67 | 99.67
Build Services / UFB | R01A | R01E: Civil Mobilisation - up to 50mm | Per Meter | 178.11 | 178.11 | 178.11 | 178.11 | 178.11 | 178.11
Build Services / UFB | R01B | R01E: Civil Mobilisation - 51m to 250m | Per Meter | 306.17 | 306.17 | 306.17 | 306.17 | 306.17 | 306.18
Build Services / UFB | R01C | R01E: Civil Mobilisation - 251m to 500m | Per Meter | 510.19 | 510.19 | 510.19 | 510.19 | 510.19 | 510.19
Build Services / UFB | R01D | R01E: Civil Mobilisation - 500m to 1000m | Per Meter | 764.85 | 764.85 | 764.85 | 764.85 | 764.85 | 764.85
Build Services / UFB | R01E | R01E: Reinstatement Mobilisation | Per Meter | 152.59 | 152.59 | 152.59 | 152.59 | 152.59 | 152.59
Build Services / UFB | R1 | Replace an ASAM/DSLAM With ISAM in an existing active cabinet with Fibre- Design and quote | Per package of work | 0 | 0 | 0 | 0 | 0 | 0
Build Services / UFB | R1.1A | Trenching - Reinstatement - Seal (Standard up to 40mm) - Base Rate | per metre squared | 55 | 55 | 55 | 55 | 55 | 55
Build Services / UFB | R1.1B | Trenching - Reinstatement - Seal (Standard up to 40mm) - Base Rate | per metre squared | 56.38 | 56.38 | 56.38 | 56.38 | 56.38 | 56.38
Build Services / UFB | R1.1C | Trenching - Reinstatement - Seal (Standard up to 40mm) - Base Rate | per metre squared | 57.75 | 57.75 | 57.75 | 57.75 | 57.75 | 57.75
Build Services / UFB | R1.1D | Trenching - Reinstatement - Seal (Standard up to 40mm) - Base Rate | per metre squared | 60.5 | 60.5 | 60.5 | 60.5 | 60.5 | 60.5
Build Services / UFB | R1.2A | Trenching - Reinstatement - Concrete plain (Standard up to 100mm) - Base Rate | per metre squared | 88.8 | 88.8 | 88.8 | 88.8 | 88.8 | 88.8
Build Services / UFB | R1.2B | Trenching - Reinstatement - Concrete plain (Standard up to 100mm) - Base Rate | per metre squared | 91.02 | 91.02 | 91.02 | 91.02 | 91.02 | 91.02
Build Services / UFB | R1.2C | Trenching - Reinstatement - Concrete plain (Standard up to 100mm) - Base Rate | per metre squared | 93.24 | 93.24 | 93.24 | 93.24 | 93.24 | 93.24
Build Services / UFB | R1.2D | Trenching - Reinstatement - Concrete plain (Standard up to 100mm) - Base Rate | per metre squared | 97.68 | 97.68 | 97.68 | 97.68 | 97.68 | 97.68
Build Services / UFB | R1.3A | Trenching - Reinstatement - Concrete aggregate (up to 100mm) | per metre squared | 165 | 165 | 165 | 165 | 165 | 165
Build Services / UFB | R1.3B | Trenching - Reinstatement - Concrete aggregate (up to 100mm) | per metre squared | 169.13 | 169.13 | 169.13 | 169.13 | 169.13 | 169.13
Build Services / UFB | R1.3C | Trenching - Reinstatement - Concrete aggregate (up to 100mm) | per metre squared | 173.25 | 173.25 | 173.25 | 173.25 | 173.25 | 173.25
Build Services / UFB | R1.3D | Trenching - Reinstatement - Concrete aggregate (up to 100mm) | per metre squared | 181.5 | 181.5 | 181.5 | 181.5 | 181.5 | 181.5
Build Services / UFB | R1.4A | Trenching - Reinstatement - Cobbles/Chip | per metre squared | 170 | 170 | 170 | 170 | 170 | 170
Build Services / UFB | R1.4B | Trenching - Reinstatement - Cobbles/Chip | per metre squared | 174.25 | 174.25 | 174.25 | 174.25 | 174.25 | 174.25
Build Services / UFB | R1.4C | Trenching - Reinstatement - Cobbles/Chip | per metre squared | 178.5 | 178.5 | 178.5 | 178.5 | 178.5 | 178.5
Build Services / UFB | R1.4D | Trenching - Reinstatement - Cobbles/Chip | per metre squared | 187 | 187 | 187 | 187 | 187 | 187
Build Services / UFB | R1.5A | Trenching - Reinstatement - Bluestone special surface | per metre squared | 1370 | 1370 | 1370 | 1370 | 1370 | 1370
Build Services / UFB | R1.5B | Trenching - Reinstatement - Bluestone special surface | per metre squared | 1370 | 1370 | 1370 | 1370 | 1370 | 1370
Build Services / UFB | R1.5C | Trenching - Reinstatement - Bluestone special surface | per metre squared | 1370 | 1370 | 1370 | 1370 | 1370 | 1370
Build Services / UFB | R1.5D | Trenching - Reinstatement - Bluestone special surface | per metre squared | 1370 | 1370 | 1370 | 1370 | 1370 | 1370
Build Services / UFB | R1.6A | Trenching - Reinstatement - Other (special surfaces ie specilised coloured concrete | per metre squared | 187 | 187 | 187 | 187 | 187 | 187
Build Services / UFB | R1.6B | Trenching - Reinstatement - Other (special surfaces ie specilised coloured concrete | per metre squared | 187 | 187 | 187 | 187 | 187 | 187
Build Services / UFB | R1.6C | Trenching - Reinstatement - Other (special surfaces ie specilised coloured concrete | per metre squared | 187 | 187 | 187 | 187 | 187 | 187
Build Services / UFB | R1.6D | Trenching - Reinstatement - Other (special surfaces ie specilised coloured concrete | per metre squared | 187 | 187 | 187 | 187 | 187 | 187
Build Services / UFB | R2 | Replace an ASAM/DSLAM With ISAM in an existing active cabinet with Fibre- Pre-Work WRC | Per package of work | 5449.11 | 5449.11 | 5449.11 | 5449.11 | 5449.11 | 5449.11
Build Services / UFB | R2.1A | Drilling - Reinstatement - Seal (Standard up to 40mm) | per metre squared | 55 | 55 | 55 | 55 | 55 | 55
Build Services / UFB | R2.1B | Drilling - Reinstatement - Seal (Standard up to 40mm) | per metre squared | 56.38 | 56.38 | 56.38 | 56.38 | 56.38 | 56.38
Build Services / UFB | R2.1C | Drilling - Reinstatement - Seal (Standard up to 40mm) | per metre squared | 57.75 | 57.75 | 57.75 | 57.75 | 57.75 | 57.75
Build Services / UFB | R2.1D | Drilling - Reinstatement - Seal (Standard up to 40mm) | per metre squared | 60.5 | 60.5 | 60.5 | 60.5 | 60.5 | 60.5
Build Services / UFB | R2.2A | Drilling - Reinstatement - Concrete plain (Standard up to 100mm) | per metre squared | 88.8 | 88.8 | 88.8 | 88.8 | 88.8 | 88.8
Build Services / UFB | R2.2B | Drilling - Reinstatement - Concrete plain (Standard up to 100mm) | per metre squared | 91.02 | 91.02 | 91.02 | 91.02 | 91.02 | 91.02
Build Services / UFB | R2.2C | Drilling - Reinstatement - Concrete plain (Standard up to 100mm) | per metre squared | 93.24 | 93.24 | 93.24 | 93.24 | 93.24 | 93.24
Build Services / UFB | R2.2D | Drilling - Reinstatement - Concrete plain (Standard up to 100mm) | per metre squared | 97.68 | 97.68 | 97.68 | 97.68 | 97.68 | 97.68
Build Services / UFB | R2.3A | Drilling - Reinstatement - Concrete aggregate (up to 100mm) | per metre squared | 165 | 165 | 165 | 165 | 165 | 165
Build Services / UFB | R2.3B | Drilling - Reinstatement - Concrete aggregate (up to 100mm) | per metre squared | 169.13 | 169.13 | 169.13 | 169.13 | 169.13 | 169.13
Build Services / UFB | R2.3C | Drilling - Reinstatement - Concrete aggregate (up to 100mm) | per metre squared | 173.25 | 173.25 | 173.25 | 173.25 | 173.25 | 173.25
Build Services / UFB | R2.3D | Drilling - Reinstatement - Concrete aggregate (up to 100mm) | per metre squared | 181.5 | 181.5 | 181.5 | 181.5 | 181.5 | 181.5
Build Services / UFB | R2.4A | Drilling - Reinstatement - Special | per metre squared | 170 | 170 | 170 | 170 | 170 | 170
Build Services / UFB | R2.4B | Drilling - Reinstatement - Special | per metre squared | 174.25 | 174.25 | 174.25 | 174.25 | 174.25 | 174.25
Build Services / UFB | R2.4C | Drilling - Reinstatement - Special | per metre squared | 178.5 | 178.5 | 178.5 | 178.5 | 178.5 | 178.5
Build Services / UFB | R2.4D | Drilling - Reinstatement - Special | per metre squared | 187 | 187 | 187 | 187 | 187 | 187
Build Services / UFB | R3 | Replace an ASAM/DSLAM With ISAM in an existing active cabinet with Fibre- Work USC | Per package of work | 5191.23 | 5191.23 | 5191.23 | 5191.23 | 5191.23 | 5191.87
Build Services / UFB | R3.1A | laterals - Reinstatement - Seal (Standard up to 40mm) - Base Rate | per metre squared | 55 | 55 | 55 | 55 | 55 | 55
Build Services / UFB | R3.1B | laterals - Reinstatement - Seal (Standard up to 40mm) - Base Rate | per metre squared | 56.38 | 56.38 | 56.38 | 56.38 | 56.38 | 56.38
Build Services / UFB | R3.1C | laterals - Reinstatement - Seal (Standard up to 40mm) - Base Rate | per metre squared | 57.75 | 57.75 | 57.75 | 57.75 | 57.75 | 57.75
Build Services / UFB | R3.1D | laterals - Reinstatement - Seal (Standard up to 40mm) - Base Rate | per metre squared | 60.5 | 60.5 | 60.5 | 60.5 | 60.5 | 60.5
Build Services / UFB | R3.2A | Laterals - Reinstatement - Concrete plain (Standard up to 100mm) - Base Rate | per metre squared | 88.8 | 88.8 | 88.8 | 88.8 | 88.8 | 88.8
Build Services / UFB | R3.2B | Laterals - Reinstatement - Concrete plain (Standard up to 100mm) - Base Rate | per metre squared | 91.02 | 91.02 | 91.02 | 91.02 | 91.02 | 91.02
Build Services / UFB | R3.2C | Laterals - Reinstatement - Concrete plain (Standard up to 100mm) - Base Rate | per metre squared | 93.24 | 93.24 | 93.24 | 93.24 | 93.24 | 93.24
Build Services / UFB | R3.2D | Laterals - Reinstatement - Concrete plain (Standard up to 100mm) - Base Rate | per metre squared | 97.68 | 97.68 | 97.68 | 97.68 | 97.68 | 97.68
Build Services / UFB | R3.3A | Laterals - Reinstatement - Concrete aggregate (up to 100mm) Base Rate | per metre squared | 165 | 165 | 165 | 165 | 165 | 165
Build Services / UFB | R3.3B | Laterals - Reinstatement - Concrete aggregate (up to 100mm) Base Rate | per metre squared | 169.13 | 169.13 | 169.13 | 169.13 | 169.13 | 169.13
Build Services / UFB | R3.3C | Laterals - Reinstatement - Concrete aggregate (up to 100mm) Base Rate | per metre squared | 173.25 | 173.25 | 173.25 | 173.25 | 173.25 | 173.25
Build Services / UFB | R3.3D | Laterals - Reinstatement - Concrete aggregate (up to 100mm) Base Rate | per metre squared | 181.5 | 181.5 | 181.5 | 181.5 | 181.5 | 181.5
Build Services / UFB | R3.4A | Laterals - Reinstatement - Special Base Rate | per metre squared | 170 | 170 | 170 | 170 | 170 | 170
Build Services / UFB | R3.4B | Laterals - Reinstatement - Special Base Rate | per metre squared | 174.25 | 174.25 | 174.25 | 174.25 | 174.25 | 174.25
Build Services / UFB | R3.4C | Laterals - Reinstatement - Special Base Rate | per metre squared | 178.5 | 178.5 | 178.5 | 178.5 | 178.5 | 178.5
Build Services / UFB | R3.4D | Laterals - Reinstatement - Special Base Rate | per metre squared | 187 | 187 | 187 | 187 | 187 | 187
Build Services / UFB | R4 | Replace an ASAM/DSLAM With ISAM in an existing active cabinet with Fibre- Pre-Work Relocate ACM2 form 4th Bin | Per package of work | 2229.14 | 2229.14 | 2229.14 | 2229.14 | 2229.14 | 2229.14
Build Services / UFB | R4.1A | Reinstatement - Temporary - Seal (Standard up to 40mm) E/O | per metre squared | 45 | 45 | 45 | 45 | 45 | 45
Build Services / UFB | R4.1B | Reinstatement - Temporary - Seal (Standard up to 40mm) E/O | per metre squared | 46.13 | 46.13 | 46.13 | 46.13 | 46.13 | 46.13
Build Services / UFB | R4.1C | Reinstatement - Temporary - Seal (Standard up to 40mm) E/O | per metre squared | 47.25 | 47.25 | 47.25 | 47.25 | 47.25 | 47.25
Build Services / UFB | R4.1D | Reinstatement - Temporary - Seal (Standard up to 40mm) E/O | per metre squared | 49.5 | 49.5 | 49.5 | 49.5 | 49.5 | 49.5
Build Services / UFB | R5 | Replace an ASAM/DSLAM With ISAM in an existing active cabinet with Fibre- Retro Fit Migration | Per package of work | 3147.57 | 3147.57 | 3147.57 | 3147.57 | 3147.57 | 3147.57
Build Services / UFB | R5.1A | Reinstatement - Concrete depth - 101 - 150mm - E/O | per metre squared | 33 | 33 | 33 | 33 | 33 | 33
Build Services / UFB | R5.1B | Reinstatement - Concrete depth - 101 - 150mm - E/O | per metre squared | 33.83 | 33.83 | 33.83 | 33.83 | 33.83 | 33.83
Build Services / UFB | R5.1C | Reinstatement - Concrete depth - 101 - 150mm - E/O | per metre squared | 34.65 | 34.65 | 34.65 | 34.65 | 34.65 | 34.65
Build Services / UFB | R5.1D | Reinstatement - Concrete depth - 101 - 150mm - E/O | per metre squared | 36.3 | 36.3 | 36.3 | 36.3 | 36.3 | 36.3
Build Services / UFB | R5.2A | Reinstatement - Concrete depth - 151 - 200mm - E/O | per metre squared | 44 | 44 | 44 | 44 | 44 | 44
Build Services / UFB | R5.2B | Reinstatement - Concrete depth - 151 - 200mm - E/O | per metre squared | 45.1 | 45.1 | 45.1 | 45.1 | 45.1 | 45.1
Build Services / UFB | R5.2C | Reinstatement - Concrete depth - 151 - 200mm - E/O | per metre squared | 46.2 | 46.2 | 46.2 | 46.2 | 46.2 | 46.2
Build Services / UFB | R5.2D | Reinstatement - Concrete depth - 151 - 200mm - E/O | per metre squared | 48.4 | 48.4 | 48.4 | 48.4 | 48.4 | 48.4
Build Services / UFB | R5.3A | Reinstatement - Concrete depth - >200mm - E/O | per metre squared | 26 | 26 | 26 | 26 | 26 | 26
Build Services / UFB | R5.3B | Reinstatement - Concrete depth - >200mm - E/O | per metre squared | 26.65 | 26.65 | 26.65 | 26.65 | 26.65 | 26.65
Build Services / UFB | R5.3C | Reinstatement - Concrete depth - >200mm - E/O | per metre squared | 27.3 | 27.3 | 27.3 | 27.3 | 27.3 | 27.3
Build Services / UFB | R5.3D | Reinstatement - Concrete depth - >200mm - E/O | per metre squared | 28.6 | 28.6 | 28.6 | 28.6 | 28.6 | 28.6
Build Services / UFB | R6.1A | Reinstatement - Seal depth - 41 - 60mm - Res Driveways - E/O | per metre squared | 6.2 | 6.2 | 6.2 | 6.2 | 6.2 | 6.2
Build Services / UFB | R6.1B | Reinstatement - Seal depth - 41 - 60mm - Res Driveways - E/O | per metre squared | 6.36 | 6.36 | 6.36 | 6.36 | 6.36 | 6.36
Build Services / UFB | R6.1C | Reinstatement - Seal depth - 41 - 60mm - Res Driveways - E/O | per metre squared | 6.51 | 6.51 | 6.51 | 6.51 | 6.51 | 6.51
Build Services / UFB | R6.1D | Reinstatement - Seal depth - 41 - 60mm - Res Driveways - E/O | per metre squared | 6.82 | 6.82 | 6.82 | 6.82 | 6.82 | 6.82
Build Services / UFB | R6.2A | Reinstatement - Seal depth - >60mm - Commercial driveways and Roadways - E/O | per metre squared | 29.2 | 29.2 | 29.2 | 29.2 | 29.2 | 29.2
Build Services / UFB | R6.2B | Reinstatement - Seal depth - >60mm - Commercial driveways and Roadways - E/O | per metre squared | 29.93 | 29.93 | 29.93 | 29.93 | 29.93 | 29.93
Build Services / UFB | R6.2C | Reinstatement - Seal depth - >60mm - Commercial driveways and Roadways - E/O | per metre squared | 30.66 | 30.66 | 30.66 | 30.66 | 30.66 | 30.66
Build Services / UFB | R6.2D | Reinstatement - Seal depth - >60mm - Commercial driveways and Roadways - E/O | per metre squared | 32.12 | 32.12 | 32.12 | 32.12 | 32.12 | 32.12
Build Services / UFB | R7.1A | Contaminated waste - Per Tonne - E/O | Per Tonne | 35 | 35 | 35 | 35 | 35 | 35
Build Services / UFB | R7.1B | Contaminated waste - Per Tonne - E/O | Per Tonne | 35.88 | 35.88 | 35.88 | 35.88 | 35.88 | 35.88
Build Services / UFB | R7.1C | Contaminated waste - Per Tonne - E/O | Per Tonne | 36.75 | 36.75 | 36.75 | 36.75 | 36.75 | 36.75
Build Services / UFB | R7.1D | Contaminated waste - Per Tonne - E/O | Per Tonne | 38.5 | 38.5 | 38.5 | 38.5 | 38.5 | 38.5
Build Services / UFB | R7.2A | Imported backfill - Per L M - E/O | per metres squared | 25 | 25 | 25 | 25 | 25 | 25
Build Services / UFB | R7.2B | Imported backfill - Per L M - E/O | per metres squared | 25.62 | 25.62 | 25.62 | 25.62 | 25.62 | 25.62
Build Services / UFB | R7.2C | Imported backfill - Per L M - E/O | per metres squared | 26.25 | 26.25 | 26.25 | 26.25 | 26.25 | 26.25
Build Services / UFB | R7.2D | Imported backfill - Per L M - E/O | per metres squared | 27.5 | 27.5 | 27.5 | 27.5 | 27.5 | 27.5
Build Services / UFB | RBLU | Reinstatement, bluestone and other non-specified special surfaces, import, prepare and compact (if applicable) | square metre | bar: NP03 to NP10
Build Services / UFB | RCK1.A | Trenching/Drilling loose rock code (to be claimed on top of any other civil rates) | linear metre | 28.26 | 28.26 | 28.26 | 28.26 | 28.26 | 28.26
Build Services / UFB | RCK1.B | Trenching/Drilling loose rock code (to be claimed on top of any other civil rates) | linear metre | 31.5 | 31.5 | 31.5 | 31.5 | 31.5 | 31.5
Build Services / UFB | RCK2.A | Trenching/Drilliing hard rock code (to be claimed on top of any other civil rates) | linear metre | 56.09 | 56.09 | 56.09 | 56.09 | 56.09 | 56.09
Build Services / UFB | RCK2.B | Trenching/Drilliing hard rock code (to be claimed on top of any other civil rates) | linear metre | 63.49 | 63.49 | 63.49 | 63.49 | 63.49 | 63.49
Build Services / UFB | RCOB.A | Reinstatement, cobbles/pavers/tiles (any surface with reusable materials, excluding bluestone), import, prepare and compact (if applicable) | square metre | 169.97 | 169.97 | 169.97 | 169.97 | 169.97 | 169.97
Build Services / UFB | RCOB.B | Reinstatement, cobbles/pavers/tiles (any surface with reusable materials, excluding bluestone), import, prepare and compact (if applicable) | square metre | 179.09 | 179.09 | 179.09 | 179.09 | 179.09 | 179.09
Build Services / UFB | RCOL.A | Reinstatement, coloured concrete aggregates, non-exposed (up to 100mm), import, prepare and compact (if applicable) | square metre | 102.1 | 102.1 | 102.1 | 102.1 | 102.1 | 102.1
Build Services / UFB | RCOL.B | Reinstatement, coloured concrete aggregates, non-exposed (up to 100mm), import, prepare and compact (if applicable) | square metre | 107.7 | 107.7 | 107.7 | 107.7 | 107.7 | 107.7
Build Services / UFB | RCON.A | Reinstatement, concrete plain (up to 100mm), import, prepare and compact (if applicable) | square metre | 87.81 | 87.81 | 87.81 | 87.81 | 87.81 | 87.81
Build Services / UFB | RCON.B | Reinstatement, concrete plain (up to 100mm), import, prepare and compact (if applicable) | square metre | 91.78 | 91.78 | 91.78 | 91.78 | 91.78 | 91.78
Build Services / UFB | RCOND1.A | Reinstatement, concrete depth 101-150mm (to be claimed on top of any other concrete reinstatement code), import, prepare and compact (if applicable) | square metre | 32.97 | 32.97 | 32.97 | 32.97 | 32.97 | 32.97
Build Services / UFB | RCOND1.B | Reinstatement, concrete depth 101-150mm (to be claimed on top of any other concrete reinstatement code), import, prepare and compact (if applicable) | square metre | 34.41 | 34.41 | 34.41 | 34.41 | 34.41 | 34.41
Build Services / UFB | RCOND2.A | Reinstatement, concrete depth >151mm (to be claimed on top of any other concrete reinstatement code), import, prepare and compact (if applicable). Includes reinforcing and pinning as required. | square metre | 44.02 | 44.02 | 44.02 | 44.02 | 44.02 | 44.02
Build Services / UFB | RCOND2.B | Reinstatement, concrete depth >151mm (to be claimed on top of any other concrete reinstatement code), import, prepare and compact (if applicable). Includes reinforcing and pinning as required. | square metre | 46.38 | 46.38 | 46.38 | 46.38 | 46.38 | 46.38
Build Services / UFB | RCONE.A | Reinstatement, exposed black-oxide and all other coloured or uncoloured concrete exposed aggregates (including McCallums) up to 100mm. Import, prepare and compact (if applicable) | square metre | 164.2 | 164.2 | 164.2 | 164.2 | 164.2 | 164.2
Build Services / UFB | RCONE.B | Reinstatement, exposed black-oxide and all other coloured or uncoloured concrete exposed aggregates (including McCallums) up to 100mm. Import, prepare and compact (if applicable) | square metre | 170.9 | 170.9 | 170.9 | 170.9 | 170.9 | 170.9
Build Services / UFB | RCONT.A | Contaminated Spoil. Removal of any materials with carcinogenic properties. | tonne | 35 | 35 | 35 | 35 | 35 | 35
Build Services / UFB | RCONT.B | Contaminated Spoil. Removal of any materials with carcinogenic properties. | tonne | 36.75 | 36.75 | 36.75 | 36.75 | 36.75 | 36.75
Build Services / UFB | RDUCT.A | Repair blocked or damaged duct, reinstatement codes to be claimed separately. Includes an allowance for excessive depth. | each | 372.81 | 372.81 | 372.81 | 372.81 | 372.81 | 372.81
Build Services / UFB | RDUCT.B | Repair blocked or damaged duct, reinstatement codes to be claimed separately. Includes an allowance for excessive depth. | each | 428.83 | 428.83 | 428.83 | 428.83 | 428.83 | 428.83
Build Services / UFB | REWP1 | Rat install requiring EWP/Scaffold | Per RAT | 197.86 | 197.86 | 197.86 | 197.86 | 197.86 | 197.86
Build Services / UFB | RHOLE.A | Clearing contaminated manhole | each | 419.93 | 419.93 | 419.93 | 419.93 | 419.93 | 419.93
Build Services / UFB | RHOLE.B | Clearing contaminated manhole | each | 456.23 | 456.23 | 456.23 | 456.23 | 456.23 | 456.23
Build Services / UFB | RIMP.A | Reinstatement, imported backfill (to be claimed on top of any other reinstatement code), import, prepare and compact (if applicable). Where not already covered by existing surface rates. | linear metre | 23.6 | 23.6 | 23.6 | 23.6 | 23.6 | 23.6
Build Services / UFB | RIMP.B | Reinstatement, imported backfill (to be claimed on top of any other reinstatement code), import, prepare and compact (if applicable). Where not already covered by existing surface rates. | linear metre | 29.22 | 29.22 | 29.22 | 29.22 | 29.22 | 29.22
Build Services / UFB | RPC1 | RAT Install Plug n play in Communal Build phase | Per RAT | 200 | 200 | 200 | 200 | 200 | 200
Build Services / UFB | RPR2 | RAT Install Plug n play Retrospective Build | Per RAT | 264.76 | 264.76 | 264.76 | 264.76 | 264.76 | 264.76
Build Services / UFB | RSC1 | RAT Install - Spliced over 40m in Communal Build phase | Per RAT | 357.14 | 357.14 | 357.14 | 357.14 | 357.14 | 357.14
Build Services / UFB | RSE.A | Reinstatement, seal (up to 40mm), import, prepare and compact (if applicable) | square metre | 55.06 | 55.06 | 55.06 | 55.06 | 55.06 | 55.06
Build Services / UFB | RSE.B | Reinstatement, seal (up to 40mm), import, prepare and compact (if applicable) | square metre | 57.69 | 57.69 | 57.69 | 57.69 | 57.69 | 57.69
Build Services / UFB | RSED1.A | Reinstatement, seal depth 41-60mm (to be claimed on top of any other seal reinstatement code), import, prepare and compact (if applicable) | square metre | 6.19 | 6.19 | 6.19 | 6.19 | 6.19 | 6.19
Build Services / UFB | RSED1.B | Reinstatement, seal depth 41-60mm (to be claimed on top of any other seal reinstatement code), import, prepare and compact (if applicable) | square metre | 6.47 | 6.47 | 6.47 | 6.47 | 6.47 | 6.47
Build Services / UFB | RSED2.A | Reinstatement, seal depth >60mm (to be claimed on top of any other seal reinstatement code), import, prepare and compact (if applicable) | square metre | 29.18 | 29.18 | 29.18 | 29.18 | 29.18 | 29.18
Build Services / UFB | RSED2.B | Reinstatement, seal depth >60mm (to be claimed on top of any other seal reinstatement code), import, prepare and compact (if applicable) | square metre | 30.51 | 30.51 | 30.51 | 30.51 | 30.51 | 30.51
Build Services / UFB | RSR2 | RAT Install - Spliced over 40m Retrospective Build | Per RAT | 429.05 | 429.05 | 429.05 | 429.05 | 429.05 | 429.05
Build Services / UFB | RTEMP.A | Reinstatement, temporary reinstatement where required by regulation | square metre | 20.02 | 20.02 | 20.02 | 20.02 | 20.02 | 20.02
Build Services / UFB | RTEMP.B | Reinstatement, temporary reinstatement where required by regulation | square metre | 20.92 | 20.92 | 20.92 | 20.92 | 20.92 | 20.92
Build Services / UFB | S01 | RMA Drawings | Per cabinet or building | 0 | 0 | 0 | 0 | 0 | 0
Build Services / UFB | S02 | Design Quote | Per package of work | 0 | 0 | 0 | 0 | 0 | 0
Build Services / UFB | S03 | Large Civil Feeder | Per package of work | 0.95 | 0.95 | 0.95 | 0.95 | 0.95 | 0.95
Build Services / UFB | S04 | Haul Fibre Feeder | Per package of work | 0.95 | 0.95 | 0.95 | 0.95 | 0.95 | 0.95
Build Services / UFB | S05 | Cabinet Base install and civils | Per package of work | 5946.03 | 5946.03 | 5946.03 | 5946.03 | 5946.03 | 5946.03
Build Services / UFB | S05A | CODE S05A - CABINET BASE INSTALL AND CIVILS | Per Cabinet | 4658.58 | 4658.58 | 4658.58 | 4658.58 | 4658.58 | 4658.58
Build Services / UFB | S06a-1 | Cabinet Install Single Bay - Joint / Terminate per Pair in cluding cabinet audit. Includes material. | Per Order | 7390.33 | 7390.33 | 7390.33 | 7390.33 | 7390.33 | 7390.33
Build Services / UFB | S06a-2 | Cabinet Install Single Bay - Haul fibre from intermediate manhole, pit to cabinet. | Per Order | 1327.19 | 1327.19 | 1327.19 | 1327.19 | 1327.19 | 1327.19
Build Services / UFB | S06a-3 | Cabinet Install Single Bay - Integrate - Commission ISAM, typically 1 gig E. | Per Order | 1837.47 | 1837.47 | 1837.47 | 1837.47 | 1837.47 | 1837.47
Build Services / UFB | S06a-4 | Cabinet Install Single Bay - Provide A/C Power connection 10m to existing plinth - pole. | Per Order | 650.99 | 650.99 | 650.99 | 650.99 | 650.99 | 650.99
Build Services / UFB | S06a-5 | Cabinet Install Single Bay - Cabinet install, place onsite, connect DC earth and batteries. | Per Order | 367.49 | 367.49 | 367.49 | 367.49 | 367.49 | 367.49
Build Services / UFB | S06a-6 | Cabinet Install Single Bay - Removals old Network Equipment, cabinet, base following the scrap and recovery process. | Per Order | 220.5 | 220.5 | 220.5 | 220.5 | 220.5 | 220.5
Build Services / UFB | S06a-Power | Single Bay Power Connection | Per package of work | 1679.97 | 1679.97 | 1679.97 | 1679.97 | 1679.97 | 1679.97
Build Services / UFB | S06b-1 | Cabinet Install Double Bay - Joint / Terminate per Pair in cluding cabinet audit. Includes material. | Per Order | 5197.51 | 5197.51 | 5197.51 | 5197.51 | 5197.51 | 5197.51
Build Services / UFB | S06b-2 | Cabinet Install Double Bay - Haul fibre from intermediate manhole, pit to cabinet. | Per Order | 1328.02 | 1328.02 | 1328.02 | 1328.02 | 1328.02 | 1328.02
Build Services / UFB | S06b-3 | Cabinet Install Double Bay - Integrate - Commission ISAM, typically 1 gig E. | Per Order | 2311.38 | 2311.38 | 2311.38 | 2311.38 | 2311.38 | 2311.38
Build Services / UFB | S06b-4 | Cabinet Install Double Bay - Provide A/C Power connection 10m to existing plinth - pole. | Per Order | 651.39 | 651.39 | 651.39 | 651.39 | 651.39 | 651.39
Build Services / UFB | S06b-5 | Cabinet Install Double Bay - Cabinet install, place onsite, connect DC earth and batteries. | Per Order | 404.48 | 404.48 | 404.48 | 404.48 | 404.48 | 404.48
Build Services / UFB | S06b-6 | Cabinet Install Double Bay - Removals old Network Equipment, cabinet, base following the scrap and recovery process. | Per Order | 220.64 | 220.64 | 220.64 | 220.64 | 220.64 | 220.64
Build Services / UFB | S06b-7 | Decommission power and remove batteries | Per Order | 170.72 | 170.72 | 170.72 | 170.72 | 170.72 | 170.72
Build Services / UFB | S06b-Power | Double bay Power Connection | Per package of work | 1681.01 | 1681.01 | 1681.01 | 1681.01 | 1681.01 | 1681.01
Build Services / UFB | S06c-1 | Cabinet Install Single Bay (Growth) - Cabinet Civil Site Works | Per Order | 6201.61 | 6201.61 | 6201.61 | 6201.61 | 6201.61 | 6201.61
Build Services / UFB | S06c-2 | Cabinet Install Single Bay (Growth) - Haul fibre from intermediate manhole, pit to cabinet. | Per Order | 1328.01 | 1328.01 | 1328.01 | 1328.01 | 1328.01 | 1328.01
Build Services / UFB | S06c-3 | Cabinet Install Single Bay (Growth) - Integrate - Commission ISAM, typically 1 gig E. | Per Order | 1838.6 | 1838.6 | 1838.6 | 1838.6 | 1838.6 | 1838.6
Build Services / UFB | S06c-4 | Cabinet Install Single Bay (Growth) - Provide A/C Power connection 10m to existing plinth - pole. | Per Order | 651.39 | 651.39 | 651.39 | 651.39 | 651.39 | 651.39
Build Services / UFB | S06c-5 | Cabinet Install Single Bay (Growth) - Cabinet install, place onsite, connect DC earth and batteries. | Per Order | 367.72 | 367.72 | 367.72 | 367.72 | 367.72 | 367.72
Build Services / UFB | S06c-Power | Single Bay (Growth) Power Connection | Per package of work | 1681 | 1681 | 1681 | 1681 | 1681 | 1681
Build Services / UFB | S06d-1 | Cabinet Install Double Bay (Growth) - Cabinet Civil Site Works | Per Order | 6186.86 | 6186.86 | 6186.86 | 6186.86 | 6186.86 | 6186.86
Build Services / UFB | S06d-2 | Cabinet Install Double Bay (Growth) - Haul fibre from intermediate manhole, pit to cabinet. | Per Order | 1324.86 | 1324.86 | 1324.86 | 1324.86 | 1324.86 | 1324.86
Build Services / UFB | S06d-3 | Cabinet Install Double Bay (Growth) - Integrate - Commission ISAM, typically 1 gig E. | Per Order | 2305.88 | 2305.88 | 2305.88 | 2305.88 | 2305.88 | 2305.88
Build Services / UFB | S06d-4 | Cabinet Install Double Bay (Growth) - Provide A/C Power connection 10m to existing plinth - pole. | Per Order | 649.84 | 649.84 | 649.84 | 649.84 | 649.84 | 649.84
Build Services / UFB | S06d-5 | Cabinet Install Double Bay (Growth) - Cabinet install, place onsite, connect DC earth and batteries. | Per Order | 403.55 | 403.55 | 403.55 | 403.55 | 403.55 | 403.55
Build Services / UFB | S06d-Power | Double Bay (Growth) Power Connection | Per package of work | 1677.01 | 1677.01 | 1677.01 | 1677.01 | 1677.01 | 1677.01
Build Services / UFB | S06E | Active Roadside Cabinet – Install Single Bay (with MUX) | Per Cabinet | 10771.35 | 10771.35 | 10771.35 | 10771.35 | 10771.35 | 10771.35
Build Services / UFB | S06E.1 | Copper cable audit and update records. | Per Cabinet | 405.05 | 405.05 | 405.05 | 405.05 | 405.05 | 405.05
Build Services / UFB | S06E.2 | Copper cable quantities and cable size. | Per Cabinet | 455.68 | 455.68 | 455.68 | 455.68 | 455.68 | 455.68
Build Services / UFB | S06E.3 | Cabinet install, place on site, connect DC earth. | Per Cabinet | 921.49 | 921.49 | 921.49 | 921.49 | 921.49 | 921.49
Build Services / UFB | S06E.4 | Copper jointing up to 700 pair (typically F-side 200 pair – D-side 500 pair) (see Sub Code S06F). | Per Cabinet | 3413.06 | 3413.06 | 3413.06 | 3413.06 | 3413.06 | 3413.06
Build Services / UFB | S06E.5 | Copper jointing sundries. | Per Cabinet | 0 | 0 | 0 | 0 | 0 | 0
Build Services / UFB | S06E.6 | Joint up to 6F to cabinet includes jumpers to 7450 at cabinet and host site (for intermediate joints use Build Services Code C14 for all splices). | Per Cabinet | 1088.58 | 1088.58 | 1088.58 | 1088.58 | 1088.58 | 1088.58
Build Services / UFB | S06E.7 | Commission ISAM, typically 1 gig E. | Per Cabinet | 1291.1 | 1291.1 | 1291.1 | 1291.1 | 1291.1 | 1291.1
Build Services / UFB | S06E.8 | Transfer residential customers typically 120 lines remove POTS intact circuits. | Per Cabinet | 447.58 | 447.58 | 447.58 | 447.58 | 447.58 | 447.58
Build Services / UFB | S06G | Active Roadside Cabinet – Install RBI Single Bay/Bullet (no MUX) | Per Cabinet | 4534.68 | 4534.68 | 4534.68 | 4534.68 | 4534.68 | 4534.68
Build Services / UFB | S06G.1 | Cabinet install, place on site, connect DC earth. | Per Cabinet | 922.23 | 922.23 | 922.23 | 922.23 | 922.23 | 922.23
Build Services / UFB | S06G.2 | Supply Install 200*cable up to 10m | Per Cabinet | 374.97 | 374.97 | 374.97 | 374.97 | 374.97 | 374.97
Build Services / UFB | S06G.3 | Joint up to 6F to cabinet includes jumpers to 7450 at cabinet and host site (for intermediate joints use Build Services Code C14 for all splices). | Per Cabinet | 1089.44 | 1089.44 | 1089.44 | 1089.44 | 1089.44 | 1089.44
Build Services / UFB | S06G.4 | Commission ISAM, typically 1 gig E. | Per Cabinet | 1292.13 | 1292.13 | 1292.13 | 1292.13 | 1292.13 | 1292.13
Build Services / UFB | S07a | DSL Migration single bay | Per package of work | 3093.63 | 3093.63 | 3093.63 | 3093.63 | 3093.63 | 3093.63
Build Services / UFB | S07b | DSL migration double bay (up to 144 ports) | Per package of work | 3629.76 | 3629.76 | 3629.76 | 3629.76 | 3629.76 | 3629.76
Build Services / UFB | S07c | Migrate 1 extra ISAM card (48 ports) | Per package of work | 773.07 | 773.07 | 773.07 | 773.07 | 773.07 | 773.18
Build Services / UFB | S07D | CODE S07D - DSL MIGRATION RBI SINGLE BAY (UP TO 48 PORTS) | Per Cabinet | 1290 | 1290 | 1290 | 1290 | 1290 | 1290
Build Services / UFB | S07E | CODE S07E - MIGRATE 1 EXTRA ISAM CARD (48 PORTS) | Per Cabinet | 687 | 687 | 687 | 687 | 687 | 687
Build Services / UFB | S08 | CODE S08 - INSTALL 7210 ROUTER | Per 7210 installed | 887.61 | 887.61 | 887.61 | 887.61 | 887.61 | 887.61
Build Services / UFB | S08.1 | Install Alcatel-Lucent 7210 SAS-E | Per 7210 installed | 405.25 | 405.25 | 405.25 | 405.25 | 405.25 | 405.25
Build Services / UFB | S08.2 | Install SFP’s into Router and the 7450 | Per 7210 installed | 0 | 0 | 0 | 0 | 0 | 0
Build Services / UFB | S08.3 | Commission Alcatel-Lucent 7210 SAS-E | Per 7210 installed | 180 | 180 | 180 | 180 | 180 | 180
Build Services / UFB | S08.4 | Supply and install customer facing patchcords | Per 7210 installed | 122.36 | 122.36 | 122.36 | 122.36 | 122.36 | 122.36
Build Services / UFB | S08.5 | Completion and issue of Vodafone Specific Documents | Per 7210 installed | 180 | 180 | 180 | 180 | 180 | 180
Build Services / UFB | S09 | CODE S09 - INSTALL AND RECOVER ETHERNET TEST EQUIPMENT | Per test completed | 287.89 | 287.89 | 287.89 | 287.89 | 287.89 | 287.89
Build Services / UFB | S09.1 | Configure test equipment ready for testing | Per test completed | 45 | 45 | 45 | 45 | 45 | 45
Build Services / UFB | S09.2 | Install Accedian Network NID’s | Per test completed | 45 | 45 | 45 | 45 | 45 | 45
Build Services / UFB | S09.3 | Liase with data Provisioning confirming circuit is ready for testing | Per test completed | 90 | 90 | 90 | 90 | 90 | 90
Build Services / UFB | S09.4 | Supply and install customer facing patchcords | Per test completed | 107.89 | 107.89 | 107.89 | 107.89 | 107.89 | 107.89
Build Services / UFB | S1.A | Sealed surface rate, for trenching, drilling and laterals. Includes cutting, removal | square metre | 34.13 | 34.13 | 34.13 | 34.13 | 34.13 | 34.13
Build Services / UFB | S1.B | Sealed surface rate, for trenching, drilling and laterals. Includes cutting, removal | square metre | 40.65 | 40.65 | 40.65 | 40.65 | 40.65 | 40.65
Build Services / UFB | S10 | CODE S10 - REDUNDANT NETWORK EQUIPMENT REMOVAL | Per Cabinet | 3979.95 | 3979.95 | 3979.95 | 3979.95 | 3979.95 | 3979.95
Build Services / UFB | S10.1 | Removal and scrapping of redundant cabinet and base and ducted cables where practical including reinstatement | Per Cabinet | 1373.15 | 1373.15 | 1373.15 | 1373.15 | 1373.15 | 1373.15
Build Services / UFB | S10.2 | Recovery of reusable cabinet equipment items and return to spares eg FOTS systems | Per Cabinet | 543.15 | 543.15 | 543.15 | 543.15 | 543.15 | 543.15
Build Services / UFB | S10.3 | Disconnection of power | Per Cabinet | 305.25 | 305.25 | 305.25 | 305.25 | 305.25 | 305.25
Build Services / UFB | S10.4 | Disposal of batteries | Per Cabinet | 326.31 | 326.31 | 326.31 | 326.31 | 326.31 | 326.31
Build Services / UFB | S10.5 | Removal of battery manhole and reinstatement | Per Cabinet | 902.63 | 902.63 | 902.63 | 902.63 | 902.63 | 902.63
Build Services / UFB | S10.6 | Fibre Disconnection | Per Cabinet | 303.15 | 303.15 | 303.15 | 303.15 | 303.15 | 303.15
Build Services / UFB | S10.7 | Copper disconnection | Per Cabinet | 226.31 | 226.31 | 226.31 | 226.31 | 226.31 | 226.31
Build Services / UFB | S10.X | Removal and scrapping of redundant X-Connect cabinet, Base and Ducted cables where practical and re-instatement. | Per Cabinet | 1373.15 | 1373.15 | 1373.15 | 1373.15 | 1373.15 | 1373.15
Build Services / UFB | S11 | CODE S11 - SCHOOL LEAD IN DOCUMENTATION | Per School | 0 | 0 | 0 | 0 | 0 | 0
Build Services / UFB | S11.1 | Initial site visit to the school to liase with the nominated School contact | Per School | 0 | 0 | 0 | 0 | 0 | 0
Build Services / UFB | S11.2 | Completion and issue of the specified MoE documents | Per School | 0 | 0 | 0 | 0 | 0 | 0
Build Services / UFB | S11.3 | Preparation and issue of the detailed lay plan for all work within the school boundary | Per School | 0 | 0 | 0 | 0 | 0 | 0
Build Services / UFB | S11.4 | Preparation and issue of a detailed As Built plan for all work within the school boundary. | Per School | 0 | 0 | 0 | 0 | 0 | 0
Build Services / UFB | S12 | CODE S12 - VODAFONE LEADIN DOCUMENTATION | Per Site | 0 | 0 | 0 | 0 | 0 | 0
Build Services / UFB | S12.1 | Desk top design of the prefered lay route from the boundary to the WCBDP | Per Site | 0 | 0 | 0 | 0 | 0 | 0
Build Services / UFB | S2.A | Concrete surface rate, for trenching, drilling and laterals. Includes cutting, removal | square metre | 43.99 | 43.99 | 43.99 | 43.99 | 43.99 | 43.99
Build Services / UFB | S2.B | Concrete surface rate, for trenching, drilling and laterals. Includes cutting, removal | square metre | 50.55 | 50.55 | 50.55 | 50.55 | 50.55 | 50.55
Build Services / UFB | S3.A | Road seal surface rate, for trenching, drilling and laterals. Includes cutting, removal | square metre | 90.81 | 90.81 | 90.81 | 90.81 | 90.81 | 90.81
Build Services / UFB | S3.B | Road seal surface rate, for trenching, drilling and laterals. Includes cutting, removal | square metre | 115.77 | 115.77 | 115.77 | 115.77 | 115.77 | 115.77
Build Services / UFB | S4.A | Concrete Road / Commercial driveway / surface rate, for trenching, drilling and laterals. Includes cutting, removal | square metre | 120.59 | 120.59 | 120.59 | 120.59 | 120.59 | 120.59
Build Services / UFB | S4.B | Concrete Road / Commercial driveway / surface rate, for trenching, drilling and laterals. Includes cutting, removal | square metre | 140.32 | 140.32 | 140.32 | 140.32 | 140.32 | 140.32
Build Services / UFB | S5A.1 | Cabinet civil site works | Per Cabinet | 3000 | 3000 | 3000 | 3000 | 3000 | 3000
Build Services / UFB | S5A.2 | Civil and Star earth materials | Per Cabinet | 758.58 | 758.58 | 758.58 | 758.58 | 758.58 | 758.58
Build Services / UFB | S5A.3 | Install and test DC Earth | Per Cabinet | 900 | 900 | 900 | 900 | 900 | 900
Build Services / UFB | S6E.1 | Copper cable audit and update records. | Per Cabinet | 411.04 | 411.04 | 411.04 | 411.04 | 411.04 | 411.04
Build Services / UFB | S6E.2 | Copper cable quantities and cable size. | Per Cabinet | 960.1 | 960.1 | 960.1 | 960.1 | 960.1 | 960.1
Build Services / UFB | S6E.3 | Cabinet install, place on site, connect DC earth. | Per Cabinet | 927.55 | 927.55 | 927.55 | 927.55 | 927.55 | 927.55
Build Services / UFB | S6E.4 | Copper jointing up to 510 pair (750 pair maximum capacity less 240 pair for ISAM) (see Sub Code S06F). | Per Cabinet | 3880.82 | 3880.82 | 3880.82 | 3880.82 | 3880.82 | 3880.82
Build Services / UFB | S6E.5 | Copper jointing sundries. | Per Cabinet | 216.31 | 216.31 | 216.31 | 216.31 | 216.31 | 216.31
Build Services / UFB | S6E.6 | Joint up to 6F to cabinet includes jumpers to 7450 at cabinet and host site (for intermediate joints use Build Services Code C14 for all splices). | Per Cabinet | 1084.36 | 1084.36 | 1084.36 | 1084.36 | 1084.36 | 1084.36
Build Services / UFB | S6E.7 | Install SFP Commission ISAM, typically 1 gig E. | Per Cabinet | 1497.05 | 1497.05 | 1497.05 | 1497.05 | 1497.05 | 1497.05
Build Services / UFB | S6E.8 | Transfer residential customers typically 120 lines remove POTS intact circuits. | Per Cabinet | 454.3 | 454.3 | 454.3 | 454.3 | 454.3 | 454.3
Build Services / UFB | S6G.1 | Cabinet install, place on site, connect DC earth. | Per Cabinet | 928.01 | 928.01 | 928.01 | 928.01 | 928.01 | 928.01
Build Services / UFB | S6G.3 | Joint up to 6F to cabinet includes jumpers to 7450 at cabinet and host site. (for intermediate joints use Build Services Code C14 for all splices) | Per Cabinet | 1084.89 | 1084.89 | 1084.89 | 1084.89 | 1084.89 | 1084.89
Build Services / UFB | S6G.4 | Commission ISAM, typically 1 gig ES. | Per Cabinet | 1497.79 | 1497.79 | 1497.79 | 1497.79 | 1497.79 | 1497.79
Build Services / UFB | S7D.1 | DSL audit typically 48 customers. | Per Cabinet | 270 | 270 | 270 | 270 | 270 | 270
Build Services / UFB | S7D.2 | Transfer typically 48 customers. | Per Cabinet | 750 | 750 | 750 | 750 | 750 | 750
Build Services / UFB | S7D.4 | Exchange MDF cleanup remove all DSL intact circuits. | Per Cabinet | 270 | 270 | 270 | 270 | 270 | 270
Build Services / UFB | S7D.5 | All as built plans and system record updates completed incl. NetSOC. | Per Cabinet | 0 | 0 | 0 | 0 | 0 | 0
Build Services / UFB | S7E.1 | DSL audit. Assumes 24 customers | Per Cabinet | 148.5 | 148.5 | 148.5 | 148.5 | 148.5 | 148.5
Build Services / UFB | S7E.2 | Transfer customers remove all DSL intact Circuits (including all DSL business customers where this can be done between 6am and 6pm on the scheduled migration day). | Per Cabinet | 390 | 390 | 390 | 390 | 390 | 390
Build Services / UFB | S7E.3 | Exchange MDF cleanup. | Per Cabinet | 148.5 | 148.5 | 148.5 | 148.5 | 148.5 | 148.5
Build Services / UFB | S7E.4 | All as built plans and system record updates completed. | Per Cabinet | 0 | 0 | 0 | 0 | 0 | 0
Maintenance and Provisioning | SR01 | Complete version 1 tasks for the rehabilitation of RLG systems | Per loop (Pillar/Radi) | 118.46 | 118.46 | 118.46 | 118.46 | 118.47 | 118.47
Maintenance and Provisioning | SR02 | Complete encapsulation tasks for sealed loop rehabilitation of RLG systems | Per Pillar loop | 63.24 | 63.24 | 63.24 | 63.24 | 63.24 | 63.24
Maintenance and Provisioning | SR03 | Complete pillar to Version 3 standard (V1 plus encapsulation of pillar loop) | Per pillar | 162.08 | 162.08 | 162.08 | 162.08 | 162.08 | 162.08
Maintenance and Provisioning | SR04 | Carry out minimum expectations tasks | Per terminal type | 53.22 | 53.22 | 53.22 | 53.22 | 53.22 | 53.22
Maintenance and Provisioning | SR05 | Service lead pillar minimum expectations | Per pillar | 36.11 | 36.11 | 36.11 | 36.11 | 36.11 | 36.11
Maintenance and Provisioning | SR06 | Bury An Existing Service Lead Pillar In Soil Covered In Grass | Per pillar | 58.62 | 58.62 | 58.62 | 58.62 | 58.62 | 58.62
Maintenance and Provisioning | SR07 | Minimum Expectation Tasks On An Existing V2 Or V3 Pillar | Per pillar | 119.59 | 119.59 | 119.59 | 119.59 | 119.6 | 119.59
Maintenance and Provisioning | SR08 | Bury Distribution Pillar Or Joint Pillar In Soil Covered By Grass | Per pillar | 222.46 | 222.46 | 222.46 | 222.46 | 222.46 | 222.46
Maintenance and Provisioning | SR20 | Install New Or Change Existing Overhead Service Lead | Per aerial span | 69.74 | 69.74 | 69.74 | 69.74 | 69.74 | 69.74
Maintenance and Provisioning | SR21 | Install ETP | Per ETP | 17.37 | 17.37 | 17.37 | 17.36 | 17.37 | 17.37
Maintenance and Provisioning | SR22 | Joint underground feed to aerial feed via a ranger Servi-seal | Per servi-seal | 28.73 | 28.73 | 28.73 | 28.73 | 28.73 | 28.73
Maintenance and Provisioning | SR23 | Dismantle overhead aerial line (per span) | Per span | 35.03 | 35.03 | 35.03 | 35.03 | 35.03 | 35.03
Maintenance and Provisioning | SR24 | Replace broken pipe up pole/install pole cable shield | Per replacement | 44.18 | 44.18 | 44.18 | 44.18 | 44.18 | 44.18
Maintenance and Provisioning | SR31 | Install BDD pits in place of pillar | Per pillar | 596.69 | 596.69 | 596.69 | 596.68 | 596.69 | 596.69
Maintenance and Provisioning | SR32 | Make a pedcap joint on a pole | Per Pedcap | 160.14 | 160.14 | 160.14 | 160.14 | 160.14 | 160.14
Maintenance and Provisioning | SR33 | Install 10 Pair Quiet Front And PEDCAP | Per aerial CT | 273.48 | 273.48 | 273.48 | 273.48 | 273.48 | 273.48
Maintenance and Provisioning | SR40 | Locate and repair Faulty buried cable | Per dig and fix | 350.08 | 350.08 | 350.08 | 350.07 | 350.07 | 350.07
Maintenance and Provisioning | SR41 | Locate and repair faulty buried cable in a service lead in grass | Per dig and fix | 86.45 | 86.45 | 86.45 | 86.45 | 86.45 | 86.45
Maintenance and Provisioning | SR42 | Locate and repair faulty buried cables - two repairs in same hole. | Per dig and fix | 389.06 | 389.06 | 389.06 | 389.06 | 389.06 | 389.06
Maintenance and Provisioning | SR43 | Replace module in a cabinet with new distribution tail required. | Per Module | 355.7 | 355.7 | 355.7 | 355.7 | 355.7 | 355.7
Maintenance and Provisioning | SR44 | Replace module in a cabinet existing slack | Per Module | 77.34 | 77.34 | 77.34 | 77.34 | 77.34 | 77.34
Maintenance and Provisioning | SR45 | Install wooden marker post | Per post | 17.29 | 17.29 | 17.29 | 17.29 | 17.29 | 17.29
Maintenance and Provisioning | SR46 | Install plastic marker post | Per post | 16.29 | 16.29 | 16.29 | 16.3 | 16.3 | 16.29
Maintenance and Provisioning | SR47 | Uplift and recover redundant 1+1/0+2 equipment | Per unit | 84.69 | 84.69 | 84.69 | 84.69 | 84.69 | 84.68
Maintenance and Provisioning | SR48 | Overlay management fee | Per rehab system | 0 | 0 | 0 | 0 | 0 | 0
Maintenance and Provisioning | SR50 | System processing fee | Per order | 0 | 0 | 0 | 0 | 0 | 0
Build Services / UFB | T1.1A | Trench - Reduced cover 300mm Conventional duct | per metre | 0 | 0 | 0 | 0 | 0 | 0
Build Services / UFB | T1.1B | Trench - Reduced cover 300mm Conventional duct | per metre | 0 | 0 | 0 | 0 | 0 | 0
Build Services / UFB | T1.1C | Trench - Reduced cover 300mm Conventional duct | per metre | 0 | 0 | 0 | 0 | 0 | 0
Build Services / UFB | T1.1D | Trench - Reduced cover 300mm Conventional duct | per metre | 0 | 0 | 0 | 0 | 0 | 0
Build Services / UFB | T1.2A | 450mm cover conventional duct | per metre | 35.4 | 35.4 | 35.4 | 35.4 | 35.4 | 35.4
Build Services / UFB | T1.2B | 450mm cover conventional duct | per metre | 40.71 | 40.71 | 40.71 | 40.71 | 40.71 | 40.71
Build Services / UFB | T1.2C | 450mm cover conventional duct | per metre | 43.37 | 43.37 | 43.37 | 43.37 | 43.37 | 43.37
Build Services / UFB | T1.2D | 450mm cover conventional duct | per metre | 51.33 | 51.33 | 51.33 | 51.33 | 51.33 | 51.33
Build Services / UFB | T1.3A | 600mm cover conventional duct | per metre | 37.76 | 37.76 | 37.76 | 37.76 | 37.76 | 37.76
Build Services / UFB | T1.3B | 600mm cover conventional duct | per metre | 43.42 | 43.42 | 43.42 | 43.42 | 43.42 | 43.42
Build Services / UFB | T1.3C | 600mm cover conventional duct | per metre | 46.26 | 46.26 | 46.26 | 46.26 | 46.26 | 46.26
Build Services / UFB | T1.3D | 600mm cover conventional duct | per metre | 54.75 | 54.75 | 54.75 | 54.75 | 54.75 | 54.75
Build Services / UFB | T1.4A | 300mm cover air blown duct | per metre | 0 | 0 | 0 | 0 | 0 | 0
Build Services / UFB | T1.4B | 300mm cover air blown duct | per metre | 0 | 0 | 0 | 0 | 0 | 0
Build Services / UFB | T1.4C | 300mm cover air blown duct | per metre | 0 | 0 | 0 | 0 | 0 | 0
Build Services / UFB | T1.4D | 300mm cover air blown duct | per metre | 0 | 0 | 0 | 0 | 0 | 0
Build Services / UFB | T1.5A | 450mm cover air blown duct | per metre | 35.4 | 35.4 | 35.4 | 35.4 | 35.4 | 35.4
Build Services / UFB | T1.5B | 450mm cover air blown duct | per metre | 40.71 | 40.71 | 40.71 | 40.71 | 40.71 | 40.71
Build Services / UFB | T1.5C | 450mm cover air blown duct | per metre | 43.37 | 43.37 | 43.37 | 43.37 | 43.37 | 43.37
Build Services / UFB | T1.5D | 450mm cover air blown duct | per metre | 51.33 | 51.33 | 51.33 | 51.33 | 51.33 | 51.33
Build Services / UFB | T1.6A | 600mm cover air blown duct | per metre | 37.76 | 37.76 | 37.76 | 37.76 | 37.76 | 37.76
Build Services / UFB | T1.6B | 600mm cover air blown duct | per metre | 43.42 | 43.42 | 43.42 | 43.42 | 43.42 | 43.42
Build Services / UFB | T1.6C | 600mm cover air blown duct | per metre | 46.26 | 46.26 | 46.26 | 46.26 | 46.26 | 46.26
Build Services / UFB | T1.6D | 600mm cover air blown duct | per metre | 54.75 | 54.75 | 54.75 | 54.75 | 54.75 | 54.75
Build Services / UFB | T1.A | Trenching Base Rate, either conventional or air-blown cover, between 400 and 600mm. Includes any ribbonet and micronet jointing that is required throughout the length of the run. | linear metre | 39.08 | 39.08 | 39.08 | 39.08 | 39.08 | 39.08
Build Services / UFB | T1.B | Trenching Base Rate, either conventional or air-blown cover, between 400 and 600mm. Includes any ribbonet and micronet jointing that is required throughout the length of the run. | linear metre | 44.31 | 44.31 | 44.31 | 44.31 | 44.31 | 44.31
Build Services / UFB | T2 | Shallow trenching base rate, 300mm cover or less. To be used ONLY when agreed with Auckland Transport on a case-by-case basis. | linear metre | bar: NP03 to NP10
Build Services / UFB | T2.1A | Conventional duct - Up to 2 ducts - No additional depth | per metre | 2 | 2 | 2 | 2 | 2 | 2
Build Services / UFB | T2.1B | Conventional duct - Up to 2 ducts - No additional depth | per metre | 2.3 | 2.3 | 2.3 | 2.3 | 2.3 | 2.3
Build Services / UFB | T2.1C | Conventional duct - Up to 2 ducts - No additional depth | per metre | 2.45 | 2.45 | 2.45 | 2.45 | 2.45 | 2.45
Build Services / UFB | T2.1D | Conventional duct - Up to 2 ducts - No additional depth | per metre | 2.9 | 2.9 | 2.9 | 2.9 | 2.9 | 2.9
Build Services / UFB | T2.2A | Air blown duct- Up to 2 ducts - No additional depth | per metre | 2.2 | 2.2 | 2.2 | 2.2 | 2.2 | 2.2
Build Services / UFB | T2.2B | Air blown duct- Up to 2 ducts - No additional depth | per metre | 2.53 | 2.53 | 2.53 | 2.53 | 2.53 | 2.53
Build Services / UFB | T2.2C | Air blown duct- Up to 2 ducts - No additional depth | per metre | 2.7 | 2.7 | 2.7 | 2.7 | 2.7 | 2.7
Build Services / UFB | T2.2D | Air blown duct- Up to 2 ducts - No additional depth | per metre | 3.19 | 3.19 | 3.19 | 3.19 | 3.19 | 3.19
Build Services / UFB | T2.3A | Conventional duct 3 or more - Includes cost of additional trench depth | per metre | 4 | 4 | 4 | 4 | 4 | 4
Build Services / UFB | T2.3B | Conventional duct 3 or more - Includes cost of additional trench depth | per metre | 4.6 | 4.6 | 4.6 | 4.6 | 4.6 | 4.6
Build Services / UFB | T2.3C | Conventional duct 3 or more - Includes cost of additional trench depth | per metre | 4.9 | 4.9 | 4.9 | 4.9 | 4.9 | 4.9
Build Services / UFB | T2.3D | Conventional duct 3 or more - Includes cost of additional trench depth | per metre | 5.8 | 5.8 | 5.8 | 5.8 | 5.8 | 5.8
Build Services / UFB | T2.4A | Air blown duct 3 or more - Includes cost of additional trench depth | per metre | 2.2 | 2.2 | 2.2 | 2.2 | 2.2 | 2.2
Build Services / UFB | T2.4B | Air blown duct 3 or more - Includes cost of additional trench depth | per metre | 2.53 | 2.53 | 2.53 | 2.53 | 2.53 | 2.53
Build Services / UFB | T2.4C | Air blown duct 3 or more - Includes cost of additional trench depth | per metre | 2.7 | 2.7 | 2.7 | 2.7 | 2.7 | 2.7
Build Services / UFB | T2.4D | Air blown duct 3 or more - Includes cost of additional trench depth | per metre | 3.19 | 3.19 | 3.19 | 3.19 | 3.19 | 3.19
Build Services / UFB | T3.1A | Seal | per metre | 36 | 36 | 36 | 36 | 36 | 36
Build Services / UFB | T3.1B | Seal | per metre | 41.4 | 41.4 | 41.4 | 41.4 | 41.4 | 41.4
Build Services / UFB | T3.1C | Seal | per metre | 44.1 | 44.1 | 44.1 | 44.1 | 44.1 | 44.1
Build Services / UFB | T3.1D | Seal | per metre | 52.2 | 52.2 | 52.2 | 52.2 | 52.2 | 52.2
Build Services / UFB | T3.2A | Concrete | per metre | 51 | 51 | 51 | 51 | 51 | 51
Build Services / UFB | T3.2B | Concrete | per metre | 58.65 | 58.65 | 58.65 | 58.65 | 58.65 | 58.65
Build Services / UFB | T3.2C | Concrete | per metre | 62.48 | 62.48 | 62.48 | 62.48 | 62.48 | 62.48
Build Services / UFB | T3.2D | Concrete | per metre | 73.95 | 73.95 | 73.95 | 73.95 | 73.95 | 73.95
Build Services / UFB | T3.3A | Special | per metre | 51 | 51 | 51 | 51 | 51 | 51
Build Services / UFB | T3.3B | Special | per metre | 58.65 | 58.65 | 58.65 | 58.65 | 58.65 | 58.65
Build Services / UFB | T3.3C | Special | per metre | 62.48 | 62.48 | 62.48 | 62.48 | 62.48 | 62.48
Build Services / UFB | T3.3D | Special | per metre | 73.95 | 73.95 | 73.95 | 73.95 | 73.95 | 73.95
Build Services / UFB | T3.4A | Road, seal | per metre | 92 | 92 | 92 | 92 | 92 | 92
Build Services / UFB | T3.4B | Road, seal | per metre | 105.8 | 105.8 | 105.8 | 105.8 | 105.8 | 105.8
Build Services / UFB | T3.4C | Road, seal | per metre | 112.7 | 112.7 | 112.7 | 112.7 | 112.7 | 112.7
Build Services / UFB | T3.4D | Road, seal | per metre | 133.4 | 133.4 | 133.4 | 133.4 | 133.4 | 133.4
Build Services / UFB | T3.5A | Road / commercial driveway, concrete | per metre | 124 | 124 | 124 | 124 | 124 | 124
Build Services / UFB | T3.5B | Road / commercial driveway, concrete | per metre | 142.6 | 142.6 | 142.6 | 142.6 | 142.6 | 142.6
Build Services / UFB | T3.5C | Road / commercial driveway, concrete | per metre | 151.9 | 151.9 | 151.9 | 151.9 | 151.9 | 151.9
Build Services / UFB | T3.5D | Road / commercial driveway, concrete | per metre | 179.8 | 179.8 | 179.8 | 179.8 | 179.8 | 179.8
Build Services / UFB | T4.1A | Loose rock | per metre | 30 | 30 | 30 | 30 | 30 | 30
Build Services / UFB | T4.1B | Loose rock | per metre | 34.5 | 34.5 | 34.5 | 34.5 | 34.5 | 34.5
Build Services / UFB | T4.1C | Loose rock | per metre | 36.75 | 36.75 | 36.75 | 36.75 | 36.75 | 36.75
Build Services / UFB | T4.1D | Loose rock | per metre | 43.5 | 43.5 | 43.5 | 43.5 | 43.5 | 43.5
Build Services / UFB | T4.2A | Hard rock | per metre | 60 | 60 | 60 | 60 | 60 | 60
Build Services / UFB | T4.2B | Hard rock | per metre | 69 | 69 | 69 | 69 | 69 | 69
Build Services / UFB | T4.2C | Hard rock | per metre | 73.5 | 73.5 | 73.5 | 73.5 | 73.5 | 73.5
Build Services / UFB | T4.2D | Hard rock | per metre | 87 | 87 | 87 | 87 | 87 | 87
Build Services / UFB | T5.1A | Hydro trenching | per metre | 59 | 59 | 59 | 59 | 59 | 59
Build Services / UFB | T5.1B | Hydro trenching | per metre | 67.85 | 67.85 | 67.85 | 67.85 | 67.85 | 67.85
Build Services / UFB | T5.1C | Hydro trenching | per metre | 72.28 | 72.28 | 72.28 | 72.28 | 72.28 | 72.28
Build Services / UFB | T5.1D | Hydro trenching | per metre | 85.55 | 85.55 | 85.55 | 85.55 | 85.55 | 85.55
Build Services / UFB | T5.2A | Air Spade Trenching | per metre | 0 | 0 | 0 | 0 | 0 | 0
Build Services / UFB | T5.2B | Air Spade Trenching | per metre | 0 | 0 | 0 | 0 | 0 | 0
Build Services / UFB | T5.2C | Air Spade Trenching | per metre | 0 | 0 | 0 | 0 | 0 | 0
Build Services / UFB | T5.2D | Air Spade Trenching | per metre | 0 | 0 | 0 | 0 | 0 | 0
Build Services / UFB | T6.1A | Hand digging around trees | per metre | 30 | 30 | 30 | 30 | 30 | 30
Build Services / UFB | T6.1B | Hand digging around trees | per metre | 34.5 | 34.5 | 34.5 | 34.5 | 34.5 | 34.5
Build Services / UFB | T6.1C | Hand digging around trees | per metre | 36.75 | 36.75 | 36.75 | 36.75 | 36.75 | 36.75
Build Services / UFB | T6.1D | Hand digging around trees | per metre | 43.5 | 43.5 | 43.5 | 43.5 | 43.5 | 43.5
Build Services / UFB | T6.2A | Locating Sewerage and stormwater house feeds | Per item | 110 | 110 | 110 | 110 | 110 | 110
Build Services / UFB | T6.2B | Locating Sewerage and stormwater house feeds | Per item | 126.5 | 126.5 | 126.5 | 126.5 | 126.5 | 126.5
Build Services / UFB | T6.2C | Locating Sewerage and stormwater house feeds | Per item | 134.75 | 134.75 | 134.75 | 134.75 | 134.75 | 134.75
Build Services / UFB | T6.2D | Locating Sewerage and stormwater house feeds | Per item | 159.5 | 159.5 | 159.5 | 159.5 | 159.5 | 159.5
Build Services / UFB | T6.3A | Imported backfill | per metre | 25 | 25 | 25 | 25 | 25 | 25
Build Services / UFB | T6.3B | Imported backfill | per metre | 28.75 | 28.75 | 28.75 | 28.75 | 28.75 | 28.75
Build Services / UFB | T6.3C | Imported backfill | per metre | 30.63 | 30.63 | 30.63 | 30.63 | 30.63 | 30.63
Build Services / UFB | T6.3D | Imported backfill | per metre | 36.25 | 36.25 | 36.25 | 36.25 | 36.25 | 36.25
Build Services / UFB | T8.1A | Laying duct in third party trench | per metre | 10 | 10 | 10 | 10 | 10 | 10
Build Services / UFB | T8.1B | Laying duct in third party trench | per metre | 11.5 | 11.5 | 11.5 | 11.5 | 11.5 | 11.5
Build Services / UFB | T8.1C | Laying duct in third party trench | per metre | 12.25 | 12.25 | 12.25 | 12.25 | 12.25 | 12.25
Build Services / UFB | T8.1D | Laying duct in third party trench | per metre | 14.5 | 14.5 | 14.5 | 14.5 | 14.5 | 14.5
Build Services / UFB | T9.1A | Trench - Non Standard methodologies | per metre | 0 | 0 | 0 | 0 | 0 | 0
Build Services / UFB | T9.1B | Trench - Non Standard methodologies | per metre | 0 | 0 | 0 | 0 | 0 | 0
Build Services / UFB | T9.1C | Trench - Non Standard methodologies | per metre | 0 | 0 | 0 | 0 | 0 | 0
Build Services / UFB | T9.1D | Trench - Non Standard methodologies | per metre | 0 | 0 | 0 | 0 | 0 | 0
Build Services / UFB | TMR | Testing, micronet/ribbonet | tube | 14.53 | 14.53 | 14.53 | 14.53 | 14.53 | 14.53
Build Services / UFB | Travel-1 | Travel greater than 45km, less than 90km from previous destination | Per Order | 30 | 30 | 30 | 30 | 30 | 30
Build Services / UFB | Travel-2 | Travel greater than 90km, less than 135km from previous destination | Per Order | 30 | 30 | 30 | 30 | 30 | 30
Build Services / UFB | Travel-3 | Travel greater than 135km from previous destination (quote rate) | Per Order | bar: NP03 to NP10
Build Services / UFB | TRV-1 | > 30 kilometres Rural to Urban Exchange. > 30 kilomteres Urban to Urban Exchange. Distance threshold indexed to destination exchange category. Claims require origin and destination exchanges and addresses. Manager Approval | Per Kilometer | 0 | 0 | 0 | 0 | 0 | 0
Build Services / UFB | TRV-2 | > 40 kilometres Urban to Rural Exchange. > 40 kilomteres Rural to Rural Exchange. Distance threshold indexed to destination exchange category. Claims require origin and destination exchanges and addresses. Manager approval | Per Kilometer | 0 | 0 | 0 | 0 | 0 | 0
Build Services / UFB | UFB AT | Acceptance testing allowance for UFB | Per cabinet | bar: NP03 to NP10
Build Services / UFB | UFB COW | Clerk of works allowance for UFB | Per cabinet | bar: NP03 to NP10
Build Services / UFB | UFB IO | Incremental Overhead allowance for UFB | Per cabinet | 0 | 0 | 0 | 0 | 0 | 0
Build Services / UFB | UFB LD | LD allowance for UFB | Per cabinet | 0 | 0 | 0 | 0 | 0 | 0
Build Services / UFB | UFB Quote | Quoted portion | Per cabinet | bar: NP03 to NP10
Build Services / UFB | UFB RISK | Risk allowance for UFB | Per cabinet | 0 | 0 | 0 | 0 | 0 | 0
Build Services / UFB | UFB ROI | ROI allowance for UFB | Per cabinet | 0 | 0 | 0 | 0 | 0 | 0
Build Services / UFB | UFB SAT | Saturday weekend supplement | Per 8 hours worked | 100 | 100 | 100 | 100 | 100 | 100
Build Services / UFB | UFB SUN | Sunday weekend supplement | Per 8 hours worked | 200 | 200 | 200 | 200 | 200 | 200
Build Services / UFB | UFB-GAINSHARE | Gainshare received after completion | per Dollar | bar: NP03 to NP10
Build Services / UFB | UFB-MARKOUTS | Markouts | per Dollar | bar: NP03 to NP10
Build Services / UFB | UFB-PAINSHARE | Painshare | per Dollar | bar: NP03 to NP10
Build Services / UFB | UFB-UNRECOVERABLE | Unrecoverable | per Dollar | bar: NP03 to NP10
Build Services / UFB | UFBAR | Arborist costs | Quote Received | bar: NP03 to NP10
Build Services / UFB | UFBBAL | UFB BALANCE | EACH | 0 | 0 | 0 | 0 | 0 | 0
Build Services / UFB | UFBREC | Records update time quote | quote | 0 | 0 | 0 | 0 | 0 | 0
Build Services / UFB | UFBUM | Utilitry mapping costs | Quote Received | bar: NP03 to NP10
Build Services / UFB | V-Maintenance | Build Maintenance payment | Per Metre | bar: NP03 to NP10
Build Services / UFB | V07-a | Supply 7/0.63 cable | Per Metre | 1.5 | 1.5 | 1.5 | 1.5 | 1.5 | 1.5
Build Services / UFB | V1.1 | L2 - roadway, shoulder closure | per day | 675 | 675 | 675 | 675 | 675 | 675
Build Services / UFB | V1.2 | L2 - roadway, lane closure cones only | per day | 1195 | 1195 | 1195 | 1195 | 1195 | 1195
Build Services / UFB | V1.3 | L2 - roadway, lane closure stop go | per day | 1495 | 1495 | 1495 | 1495 | 1495 | 1495
Build Services / UFB | V1.4 | L2 - footway | per day | 535 | 535 | 535 | 535 | 535 | 535
Build Services / UFB | V1.5 | L3 NZTA roads standard | per day | 0 | 0 | 0 | 0 | 0 | 0
Build Services / UFB | V1.6 | L3 NZTA roads special requirements | per day | 0 | 0 | 0 | 0 | 0 | 0
Build Services / UFB | V100 | Supply of 100/0.40 cable | Per Metre | 6.38 | 6.38 | 6.38 | 6.38 | 6.38 | 6.38
Build Services / UFB | V100-a | Supply of 100/0.63 cable | Per Metre | 14.01 | 14.01 | 14.01 | 14.01 | 14.01 | 14.01
Build Services / UFB | V15 | Supply of 15/0.40 cable | Per Metre | 1.44 | 1.44 | 1.44 | 1.44 | 1.44 | 1.44
Build Services / UFB | V15-a | Supply of 15/0.63 cable | Per Metre | 2.31 | 2.31 | 2.31 | 2.31 | 2.31 | 2.31
Build Services / UFB | V15SSA | Supply of 15* 0.63 SSA cable | Per Metre | 3.97 | 3.97 | 3.97 | 3.97 | 3.97 | 3.97
Build Services / UFB | V200 | Supply of 200/0.40 cable | Per Metre | 13.68 | 13.68 | 13.68 | 13.68 | 13.68 | 13.68
Build Services / UFB | V25-a | Supply of 25/0.63 cable | Per Metre | 3.71 | 3.71 | 3.71 | 3.71 | 3.71 | 3.71
Build Services / UFB | V25SSA | Supply of 25* 0.63 SSA cable | Per Metre | 5.61 | 5.61 | 5.61 | 5.61 | 5.61 | 5.61
Build Services / UFB | V2F | Traffic Management, L2 footway | day | 535 | 535 | 535 | 535 | 535 | 535
Build Services / UFB | V2L | Traffic Management, L2 roadway, lane closure cones only | day | 1195 | 1195 | 1195 | 1195 | 1195 | 1195
Build Services / UFB | V2LSG | Traffic Management, L2 roadway, lane closure stop go | day | 1495 | 1495 | 1495 | 1495 | 1495 | 1495
Build Services / UFB | V2S | Traffic Management, L2 roadway, shoulder closure | day | 675 | 675 | 675 | 675 | 675 | 675
Build Services / UFB | V3 | Traffic Management, L3 NZTA road standard | day | bar: NP03 to NP10
Build Services / UFB | V3S | Traffic Management, L3 NZTA roads special requirements | day | bar: NP03 to NP10
Build Services / UFB | V50 | Supply of 50/0.40 cable | Per Metre | 3.42 | 3.42 | 3.42 | 3.42 | 3.42 | 3.42
Build Services / UFB | V50-a | Supply of 50/0.63 cable | Per Metre | 6.91 | 6.91 | 6.91 | 6.91 | 6.91 | 6.91
Build Services / UFB | V50SSA | Supply of 50* 0.63 SSA cable | Per order | 9.07 | 9.07 | 9.07 | 9.07 | 9.07 | 9.07
Build Services / UFB | V999 | No payment claimed | Per day | 0 | 0 | 0 | 0 | 0 | 0
Build Services / UFB | VA-1 | Extra Over CBD Parking | Per Tree Consent | 0 | 0 | 0 | 5 | 0 | 0
Build Services / UFB | VARBCOM | Arboreal Plan Completion and Signoff | Per Tree Consent | 152.5 | 152.5 | 152.5 | 152.5 | 152.5 | 152.5
Build Services / UFB | VARBSUP | Arboreal Supervision On Site | Per Tree Consent | 407.5 | 407.5 | 407.5 | 407.5 | 407.5 | 407.5
Build Services / UFB | VARBTMP | Arboreal Tree Management Plan | NULL | 255 | 255 | 255 | 255 | 255 | 255
Build Services / UFB | VB-4 | After Hours Call Out Fee (7pm to 7am) - Inside Plant | Per Order | 0 | 0 | 0 | 0 | 0 | 0
Build Services / UFB | VC-3 | Referral Service Provided | Per Order | 0 | 0 | 0 | 0 | 0 | 0
Build Services / UFB | VC-4 | After Hours Call Out Fee (7pm to 7am) | Per Order | 0 | 0 | 0 | 0 | 0 | 0
Build Services / UFB | VC-5 | CBD Dig and Fix Rate for 303 and 304 | Per Metre | 0 | 0 | 0 | 0 | 0 | 0
Build Services / UFB | VC-6 | Any trench greater than 3m in grass berm outside customer boundary (per metre) | Per Order | 0 | 0 | 0 | 0 | 0 | 0
Build Services / UFB | VC-7 | Dial up job test | Per day | 0 | 0 | 0 | 0 | 0 | 0
Build Services / UFB | VC1TMP | Sub-Contractor L1 Traffic Management plan | per job | 25 | 25 | 25 | 25 | 25 | 25
Build Services / UFB | VCATA | Direct to build design: Category A | per job | 255 | 255 | 255 | 255 | 255 | 255
Build Services / UFB | VCATB | Direct to build design: Category B | per job | 345 | 345 | 345 | 345 | 345 | 345
Build Services / UFB | VCATC | Direct to build design: Category B | Per Job | 80 | 80 | 80 | 80 | 80 | 80
Build Services / UFB | VCONT | Contingency for Sub-Contractors | Quote | bar: NP03 to NP10
Build Services / UFB | VCT3 | Customer Fibre CAT3 (Direct to Build) | Per day | 150 | 150 | 150 | 150 | 150 | 150
Build Services / UFB | VCTMP | Sub-Contractor L2 Traffic Management (Cost for B22 / B23) | NULL | 125 | 125 | 125 | 125 | 125 | 125
Build Services / UFB | VD-4 | After Hours Call Out Fee (7pm to 7am) - Provisioning | Per job | 132 | 132 | 132 | 132 | 132 | 132
Build Services / UFB | VDBSC | Direct to Build Scoping | Per Project | 88 | 88 | 88 | 88 | 88 | 88
Engineering | VENGDESNGA01 | Engineering Contractor - Design - NGA - MDU/ROW Class 1 | job | 0 | 0 | 0 | 0 | 0 | 0
Engineering | VENGDESNGA02 | Engineering Contractor - Design - NGA - MDU/ROW Class 2 | job | 0 | 0 | 0 | 0 | 0 | 0
Engineering | VENGDESNGA03 | Engineering Contractor - Design - NGA - MDU/ROW Class 3 | job | 0 | 0 | 0 | 0 | 0 | 0
Engineering | VENGDESNGA04 | Engineering Contractor - Design - NGA - MDU/ROW Class 4 | job | 0 | 0 | 0 | 0 | 0 | 0
Engineering | VENGDESUFB01 | Engineering Contractor - Design - UFB - Rate 01 | job | 0 | 0 | 0 | 0 | 0 | 0
Engineering | VENGDESUFB02 | Engineering Contractor - Design - UFB - Rate 02 | job | 0 | 0 | 0 | 0 | 0 | 0
Engineering | VENGDESUFB03 | Engineering Contractor - Design - UFB - Rate 03 | job | 0 | 0 | 0 | 0 | 0 | 0
Engineering | VENGDESUFB04 | Engineering Contractor - Design - UFB - Rate 04 | job | 0 | 0 | 0 | 0 | 0 | 0
Engineering | VENGDESUFB05 | Engineering Contractor - Design - UFB - Rate 05 | job | 0 | 0 | 0 | 0 | 0 | 0
Engineering | VENGDESUFB06 | Engineering Contractor - Design - UFB - Rate 06 | job | 0 | 0 | 0 | 0 | 0 | 0
Engineering | VENGDESUFB07 | Engineering Contractor - Design - UFB - Rate 07 | job | 0 | 0 | 0 | 0 | 0 | 0
Engineering | VENGDESUFB08 | Engineering Contractor - Design - UFB - Rate 08 | job | 0 | 0 | 0 | 0 | 0 | 0
Engineering | VENGDESUFB09 | Engineering Contractor - Design - UFB - Rate 09 | job | 0 | 0 | 0 | 0 | 0 | 0
Engineering | VENGDESUFB10 | Engineering Contractor - Design - UFB - Rate 10 | job | 0 | 0 | 0 | 0 | 0 | 0
Engineering | VENGLS | Engineering Contractor - Lump Sum of SoR | lump sum | 0 | 0 | 0 | 0 | 0 | 0
Engineering | VENGQOT | Engineering Contractor - Quote | lump sum | 0 | 0 | 0 | 0 | 0 | 0
Engineering | VENGREC001 | Engineering Contractor - Records - Fibre Reservation | reservation | 0 | 0 | 0 | 0 | 0 | 0
Engineering | VENGREC020 | Engineering Contractor - Records - 2Meg Provisioning - Complex (more than 3 regens) | job | 0 | 0 | 0 | 0 | 0 | 0
Engineering | VENGREC021 | Engineering Contractor - Records - 2Meg Provisioning - HDSL | job | 0 | 0 | 0 | 0 | 0 | 0
Engineering | VENGREC022 | Engineering Contractor - Records - 2Meg Provisioning - Medium (up to 3 regens) | job | 0 | 0 | 0 | 0 | 0 | 0
Engineering | VENGREC023 | Engineering Contractor - Records - 2Meg Provisioning - Small (Nil OSP) | job | 0 | 0 | 0 | 0 | 0 | 0
Engineering | VENGREC040 | Engineering Contractor - Records - BackHaul | job | 0 | 0 | 0 | 0 | 0 | 0
Engineering | VENGREC045 | Engineering Contractor - Records - Cable Lay - Larger jobs by negotiation | job | 0 | 0 | 0 | 0 | 0 | 0
Engineering | VENGREC046 | Engineering Contractor - Records - Cable Lay - Medium (up to 200m) | job | 0 | 0 | 0 | 0 | 0 | 0
Engineering | VENGREC047 | Engineering Contractor - Records - Cable Lay - Small (under 50m, not CBD) | job | 0 | 0 | 0 | 0 | 0 | 0
Engineering | VENGREC050 | Engineering Contractor - Records - Cellular Build | job | 0 | 0 | 0 | 0 | 0 | 0
Engineering | VENGREC055 | Engineering Contractor - Records - Customer Fibre1 - Lay and Haul required | job | 0 | 0 | 0 | 0 | 0 | 0
Engineering | VENGREC056 | Engineering Contractor - Records - Customer Fibre2 - Haul required | job | 0 | 0 | 0 | 0 | 0 | 0
Engineering | VENGREC057 | Engineering Contractor - Records - Customer Fibre3 - Joint & Internal work only | job | 0 | 0 | 0 | 0 | 0 | 0
Engineering | VENGREC058 | Engineering Contractor - Records - Customer Fibre4a - Speed Upgrades | job | 0 | 0 | 0 | 0 | 0 | 0
Engineering | VENGREC059 | Engineering Contractor - Records - Customer Fibre4b - RQ | job | 0 | 0 | 0 | 0 | 0 | 0
Engineering | VENGREC080 | Engineering Contractor - Records - Inside Plant | job | 0 | 0 | 0 | 0 | 0 | 0
Engineering | VENGREC085 | Engineering Contractor - Records - ISAM | job | 0 | 0 | 0 | 0 | 0 | 0
Engineering | VENGREC100 | Engineering Contractor - Records - Maintenance | job | 0 | 0 | 0 | 0 | 0 | 0
Engineering | VENGREC105 | Engineering Contractor - Records - Minor Build - Large (No Lay) | job | 0 | 0 | 0 | 0 | 0 | 0
Engineering | VENGREC106 | Engineering Contractor - Records - Minor Build - Medium (No Lay/haul or R/W MH) | job | 0 | 0 | 0 | 0 | 0 | 0
Engineering | VENGREC107 | Engineering Contractor - Records - Minor Build - Small (Cut in DP/Ped, pole) | job | 0 | 0 | 0 | 0 | 0 | 0
Engineering | VENGREC110 | Engineering Contractor - Records - Misc Maintain Mppp (legal rights) | job | 0 | 0 | 0 | 0 | 0 | 0
Engineering | VENGREC111 | Engineering Contractor - Records - Misc Maintain Mppp (no legal rights) | job | 0 | 0 | 0 | 0 | 0 | 0
Engineering | VENGREC115 | Engineering Contractor - Records - Misc Maintain OHUG | job | 0 | 0 | 0 | 0 | 0 | 0
Engineering | VENGREC120 | Engineering Contractor - Records - Misc Maintain Open/Shared Trench | job | 0 | 0 | 0 | 0 | 0 | 0
Engineering | VENGREC140 | Engineering Contractor - Records - MN Service Orders | job | 0 | 0 | 0 | 0 | 0 | 0
Engineering | VENGREC145 | Engineering Contractor - Records - Named Work | job | 0 | 0 | 0 | 0 | 0 | 0
Engineering | VENGREC161 | Engineering Contractor - Records - NGA MDU/ROW Class 1 | job | 0 | 0 | 0 | 0 | 0 | 0
Engineering | VENGREC162 | Engineering Contractor - Records - NGA MDU/ROW Class 2 | job | 0 | 0 | 0 | 0 | 0 | 0
Engineering | VENGREC163 | Engineering Contractor - Records - NGA MDU/ROW Class 3 | job | 0 | 0 | 0 | 0 | 0 | 0
Engineering | VENGREC164 | Engineering Contractor - Records - NGA MDU/ROW Class 4 | job | 0 | 0 | 0 | 0 | 0 | 0
Engineering | VENGREC165 | Engineering Contractor - Records - NGA CATs 1-6 | job | 0 | 0 | 0 | 0 | 0 | 0
Engineering | VENGREC180 | Engineering Contractor - Records - Proactive | job | 0 | 0 | 0 | 0 | 0 | 0
Engineering | VENGREC185 | Engineering Contractor - Records - RBI (Cabinet) | job | 0 | 0 | 0 | 0 | 0 | 0
Engineering | VENGREC186 | Engineering Contractor - Records - RBI (Cell Site) | job | 0 | 0 | 0 | 0 | 0 | 0
Engineering | VENGREC187 | Engineering Contractor - Records - RBI (Hospital) | job | 0 | 0 | 0 | 0 | 0 | 0
Engineering | VENGREC188 | Engineering Contractor - Records - RBI (Link) | job | 0 | 0 | 0 | 0 | 0 | 0
Engineering | VENGREC189 | Engineering Contractor - Records - RBI (School) | job | 0 | 0 | 0 | 0 | 0 | 0
Engineering | VENGREC200 | Engineering Contractor - Records - Reactive | job | 0 | 0 | 0 | 0 | 0 | 0
Engineering | VENGREC210 | Engineering Contractor - Records - Roadwork / OHUG | job | 0 | 0 | 0 | 0 | 0 | 0
Engineering | VENGREC211 | Engineering Contractor - Records - Roadworks CAT1 Large | job | 0 | 0 | 0 | 0 | 0 | 0
Engineering | VENGREC212 | Engineering Contractor - Records - Roadworks CAT1 Small | job | 0 | 0 | 0 | 0 | 0 | 0
Engineering | VENGREC213 | Engineering Contractor - Records - Roadworks CAT2 Medium | job | 0 | 0 | 0 | 0 | 0 | 0
Engineering | VENGREC220 | Engineering Contractor - Records - Sub Division | job | 0 | 0 | 0 | 0 | 0 | 0
Engineering | VENGREC225 | Engineering Contractor - Records - UCLL | job | 0 | 0 | 0 | 0 | 0 | 0
Engineering | VENGREC230 | Engineering Contractor - Records - UFB School | job | 0 | 0 | 0 | 0 | 0 | 0
Engineering | VENGRECFFP0 | Engineering Contractor - Records - UFB MDU | job | 0 | 0 | 0 | 0 | 0 | 0
Engineering | VENGRECFFP1 | Engineering Contractor - Records - UFB Cabinet | count of premise passed | 0 | 0 | 0 | 0 | 0 | 0
Engineering | VENGTM01 | Engineering Contractor - Time and Material - Rate 1 | hour | 0 | 0 | 0 | 0 | 0 | 0
Engineering | VENGTM02 | Engineering Contractor - Time and Material - Rate 2 | hour | 0 | 0 | 0 | 0 | 0 | 0
Engineering | VENGTM03 | Engineering Contractor - Time and Material - Rate 3 | hour | 0 | 0 | 0 | 0 | 0 | 0
Engineering | VENGTM04 | Engineering Contractor - Time and Material - Rate 4 | hour | 0 | 0 | 0 | 0 | 0 | 0
Engineering | VENGTM05 | Engineering Contractor - Time and Material - Rate 5 | hour | 0 | 0 | 0 | 0 | 0 | 0
Engineering | VENGTM06 | Engineering Contractor - Time and Material - Rate 6 | day | 0 | 0 | 0 | 0 | 0 | 0
Build Services / UFB | VEST | Civil Establishment fee | Per package of work | 250 | 250 | 250 | 250 | 250 | 250
Build Services / UFB | VI03.3C | Install Fibre Access Terminal (FAT) - External - Civil | Per FAT | 202.82 | 202.82 | 202.82 | 202.82 | 202.82 | 202.82
Build Services / UFB | VI03.3J | Install Fibre Access Terminal (FAT) - External - Jointing | Per FAT | 227.75 | 227.75 | 227.75 | 227.75 | 227.75 | 227.75
Build Services / UFB | VINST | Inpat - Stock costs from Stores | each | bar: NP03 to NP10
Build Services / UFB | VMC12AB | NGA ABF tube remediation | each | 690 | 690 | 690 | 690 | 690 | 690
Build Services / UFB | VMC12FF | NGA FF duct remediation | Per Job | 510 | 510 | 510 | 510 | 510 | 510
Build Services / UFB | VMND | MN Design | Per order | 150 | 150 | 150 | 150 | 150 | 150
Build Services / UFB | VPMR | Project Manager labour | Per day | bar: NP03 to NP10
Build Services / UFB | VTMP | L2 Traffic Management (Internal Cost for B22 / B23) | Per 15 min | -75 | -75 | -75 | -75 | -75 | -75
Build Services / UFB | VUFBTL | UFB Trainee labour rate | Per 15 Minutes | 5.77 | 5.77 | 5.77 | 5.77 | 5.77 | 5.77
Build Services / UFB | VUGL | United Group Ltd - Labour | Per Job | 12.5 | 12.5 | 12.5 | 12.5 | 12.5 | 12.5
Build Services / UFB | Vz103.3C | Install Fibre Access Terminal (FAT) - External - Civil | Per FAT | 202.82 | 202.82 | 202.82 | 202.82 | 202.82 | 202.82
Build Services / UFB | Vz103.3J | Install Fibre Access Terminal (FAT) - External - Jointing | Per FAT | 227.75 | 227.75 | 227.75 | 227.75 | 227.75 | 227.75
Build Services / UFB | WETFFP | Remedial work on a FFP that has had water ingress | EACH | 89.01 | 89.01 | 89.01 | 89.01 | 89.01 | 89.01
Maintenance and Provisioning | X113 | Design time for network rearrangements - chargeable to End-Customers via ICMS (time) | Time - 15 minute blocks | 12.17 | 12.17 | 12.17 | 12.17 | 12.17 | 12.17
Maintenance and Provisioning | X121 | Provision of New Service for Residential End-Customer | Per order | 62.98 | 62.98 | 62.98 | 62.98 | 62.98 | 62.98
Maintenance and Provisioning | X122 | Network Availability Investigation | Per order | 79.47 | 79.47 | 79.47 | 79.47 | 79.47 | 79.47
Maintenance and Provisioning | X123 | Disconnection/Reconnection of Service or Provision of New Exchange Service for Residential End-Customer | Per order | 24.16 | 24.16 | 24.16 | 24.16 | 24.16 | 24.16
Maintenance and Provisioning | X124 | Installation of Lead-in, Service Lead-in Pipe/Open Trench | One code per dwelling unit | 83.56 | 83.56 | 83.56 | 83.57 | 83.57 | 83.56
Maintenance and Provisioning | X124a | Installation of Lead-in, Service Lead-in Pipe/Open Trench | Per order | 1.2 | 1.2 | 1.2 | 1.2 | 1.2 | 1.2
Maintenance and Provisioning | X126 | Provision of new or rearrangement of POTS service for Business End-Customer | Per SOM or primary order | 78.59 | 78.59 | 78.59 | 78.59 | 78.59 | 78.59
Maintenance and Provisioning | X128 | Disconnection of Service or Provision of New Exchange Service for Business End-Customer | Per SOM or primary order | 36.8 | 36.8 | 36.8 | 36.8 | 36.8 | 36.8
Maintenance and Provisioning | X129 | Provision new, move (within the same Customer Service Area boundary) or disconnect (RQ) End-Customer data service | Per TCData TLRD work order/ICMS order | 78.45 | 78.45 | 78.45 | 78.45 | 78.45 | 78.45
Maintenance and Provisioning | X131 | Provision of new or rearrangement of complex service for business End-Customer | Per SOM or primary order | 98.78 | 98.78 | 98.78 | 98.78 | 98.79 | 98.78
Maintenance and Provisioning | X133 | Disconnection/reconnection of complex service or provision of new exchange service for business End-Customer | Per primary order | 45.94 | 45.94 | 45.94 | 45.94 | 45.94 | 45.94
Maintenance and Provisioning | X134 | Provision or RQ network link (core network) | Per MELO, TRCO, TCO order | 98.15 | 98.15 | 98.15 | 98.15 | 98.15 | 98.15
Maintenance and Provisioning | X151 | Non-Network Reconfiguration – Time | Time - 15 minute blocks | 11.67 | 11.67 | 11.67 | 11.67 | 11.67 | 11.67
Maintenance and Provisioning | X152 | Non-Network Reconfiguration – Materials Only | Per order – materials | bar: NP03 to NP10
Maintenance and Provisioning | X163 | Provision of new intact ADSL service/disconnection of ADSL service for residential or business End-Customer | Per order | 24.42 | 24.42 | 24.42 | 24.42 | 24.42 | 24.42
Maintenance and Provisioning | X164 | PROVISION OF NEW INTACT SERVICE/DISCONNECTION OF SERVICE FOR RESIDENTIAL OR BUSINESS END CUSTOMER | Per order | 39.95 | 39.95 | 39.95 | 39.95 | 39.95 | 39.95
Maintenance and Provisioning | X165 | Provision of new xDSL service for Consumer or business End-Customer (half-install) | Per order | 79.54 | 79.54 | 79.54 | 79.54 | 79.54 | 79.54
Maintenance and Provisioning | X166 | Provision of New xDSL Solution for Consumer or Business Customer (Full-Install) | Per order | 100.84 | 100.84 | 100.84 | 100.84 | 100.84 | 100.84
Maintenance and Provisioning | X167 | Provision Of New VDSL Fibre Ready Service | Per Site | 75.77 | 75.77 | 75.77 | 75.77 | 75.77 | 75.77
Maintenance and Provisioning | X168 | Provision of new VDSL service for consumer or business end customer | Per order | 126.62 | 126.62 | 126.62 | 126.62 | 126.62 | 126.62
Maintenance and Provisioning | X174 | Install SDP & NGCPE | Per order | 82.73 | 82.73 | 82.73 | 82.73 | 82.73 | 82.73
Maintenance and Provisioning | X180 | Install SDP & NGCPE | NULL | 99.41 | 99.41 | 99.41 | 99.41 | 99.41 | 99.41
Maintenance and Provisioning | X181 | No Fault Found (Failed Installation) | Per Site | 52.26 | 52.26 | 52.26 | 52.26 | 52.26 | 52.26
Maintenance and Provisioning | X191 | Miscellaneous provision job (time) - non Customer charge | Time - 15 minute blocks | 11.79 | 11.79 | 11.79 | 11.79 | 11.79 | 11.79
Maintenance and Provisioning | X192 | Miscellaneous provision job (materials only) - non Customer charge | Per order - materials | bar: NP03 to NP10
Maintenance and Provisioning | X193 | Miscellaneous Provision Job – Bulk Jumpering (Time Only) | Time - 15 minute blocks | 16.53 | 16.53 | 16.53 | 16.53 | 16.53 | 16.53
Maintenance and Provisioning | X194 | Miscellaneous Provision Job – Customer Charging – Time | Time - 15 minute blocks | 11.79 | 11.79 | 11.79 | 11.79 | 11.79 | 11.79
Maintenance and Provisioning | X195 | Miscellaneous provision job (End-Customer charging - materials) | Per order - materials | bar: NP03 to NP10
Maintenance and Provisioning | X196 | Miscellaneous provision job (travel) - non Customer charging | Per order | 11.79 | 11.79 | 11.79 | 11.79 | 11.79 | 11.79
Maintenance and Provisioning | X220 | Transfer of a Broadband over Fibre (BoF) service to the NGA service | Per order | 115.37 | 115.37 | 115.37 | 115.37 | 115.37 | 115.37
Maintenance and Provisioning | X295 | Chorus Network TOK Port Change required | Per order | 90.11 | 90.11 | 90.11 | 90.11 | 90.11 | 90.11
Maintenance and Provisioning | X296 | Customer Cancelled | Per order | 26.61 | 26.61 | 26.61 | 26.61 | 26.61 | 26.61
NGA - SDU or ROW | X296N | NGA Customer cancelled/COCL | Per Order | 26.61 | 26.61 | 26.61 | 26.61 | 26.61 | 26.61
Maintenance and Provisioning | X297 | Premises Fault | Per order | 68.83 | 68.83 | 68.83 | 68.83 | 68.83 | 68.83
Maintenance and Provisioning | X297B | Business Fault (ISDN, DATA, CENTRIX, HDSL premises faults) | Per Order | 94.17 | 94.17 | 94.17 | 94.17 | 94.17 | 94.17
NGA - SDU or ROW | X297N | NGA Premises fault | Per Order | 68.83 | 68.83 | 68.83 | 68.83 | 68.83 | 68.83
Maintenance and Provisioning | X298 | Service Provider NGA CPE | Per Site | 64.14 | 64.14 | 64.14 | 64.14 | 64.14 | 64.14
NGA - SDU or ROW | X298N | NGA Service Provider NGA CPE | Per Order | 64.14 | 64.14 | 64.14 | 64.14 | 64.14 | 64.14
Maintenance and Provisioning | X299 | NO FAULT FOUND - OUTSIDE PLANT (POTS, ADSL) | Per order | 42.57 | 42.57 | 42.57 | 42.57 | 42.57 | 42.57
Maintenance and Provisioning | X299b | NO FAULT FOUND - OUTSIDE PLANT (ISDN, DATA, CENTRIX, HDSL) | Per Order | 52.64 | 52.64 | 52.64 | 52.64 | 52.64 | 52.64
NGA - SDU or ROW | X299N | NGA NO FAULT FOUND | Per Order | 42.57 | 42.57 | 42.57 | 42.57 | 42.57 | 42.57
Maintenance and Provisioning | X301 | Above ground fault - from exchange EN to point of entry (POE) | Per order | 84.53 | 84.53 | 84.53 | 84.53 | 84.53 | 84.53
Maintenance and Provisioning | X302 | Below ground reported damaged PE or lead cable (sheath only) | Per order | 125.89 | 125.89 | 125.89 | 125.89 | 125.89 | 125.89
Maintenance and Provisioning | X303 | Below ground fault (locate and repair cable fault 1-100 pair) includes 20 metre overlays or less | Per order | 353.8 | 353.8 | 353.8 | 353.8 | 353.8 | 353.8
Maintenance and Provisioning | X303a | SubSet of 303 - additional payment of the wrap when a Green Gel change is required on a pillar | Per Order | 41.67 | 41.67 | 41.67 | 41.67 | 41.67 | 41.67
Maintenance and Provisioning | X304 | Below ground fault (locate and repair cable fault 101-400 pair) | Per order | 498.37 | 498.37 | 498.37 | 498.37 | 498.37 | 498.37
Maintenance and Provisioning | X306 | Replace pole and transfer plant and hardware onto new pole | Per order (per pole) | 813.9 | 813.9 | 813.9 | 813.9 | 813.9 | 813.9
Maintenance and Provisioning | X307 | Change faulty cable pair (Uneconomic to repair) | Per order | 37.11 | 37.11 | 37.11 | 37.11 | 37.11 | 37.11
Maintenance and Provisioning | X308 | Above Ground Fault (Locate and Repair Cable Fault and/or Sheath Damage 1-400 Pairs) | Per order | 168.89 | 168.89 | 168.89 | 168.89 | 168.89 | 168.89
Maintenance and Provisioning | X311 | NGA – Premises Located ONT (Chorus Demarcation) | Per Site | 49.34 | 49.34 | 49.34 | 49.34 | 49.34 | 49.34
NGA - SDU or ROW | X311N | NGA - Premises located ONT (Chorus Demarcation) | Per Order | 49.34 | 49.34 | 49.34 | 49.34 | 49.34 | 49.34
Maintenance and Provisioning | X390 | Time and Materials fault | Time - 15 minute blocks and materials | 11.79 | 11.79 | 11.79 | 11.79 | 11.79 | 11.79
Maintenance and Provisioning | X391 | Pressure Time and Materials | Time - 15 minute blocks and materials | 11.79 | 11.79 | 11.79 | 11.79 | 11.79 | 11.79
Maintenance and Provisioning | X392 | Fibre Restoration Time and Materials | Time - 15 minute blocks and materials | 11.79 | 11.79 | 11.79 | 11.79 | 11.79 | 11.79
NGA - SDU or ROW | X392N | NGA Fibre Restoration Time and Materials | T&M | 11.79 | 11.79 | 11.79 | 11.79 | 11.79 | 11.79
Maintenance and Provisioning | X401 | Restoration of link systems 2 megabytes and greater (including Mux, AMR, DMR and IP Links) | Per order | 218.13 | 218.13 | 218.13 | 218.13 | 218.13 | 218.13
Maintenance and Provisioning | X402 | Restoration Of End-Customer Service On Dslam, Dstn, Pstn, Isdn, Atm, Ngn And Analogue Equipment Up To And Including Line Card | Per order | 125.72 | 125.72 | 125.72 | 125.72 | 125.72 | 125.72
Maintenance and Provisioning | X403 | Restoration of End-Customer service on DSLAM, DSTN, PSTN, ISDN, ATM, NGN and analogue equipment up to and including Line Card | Per order | 159.64 | 159.64 | 159.64 | 159.64 | 159.64 | 159.64
Maintenance and Provisioning | X407 | Change faulty port or reset port | Per order | 92.71 | 92.71 | 92.71 | 92.71 | 92.71 | 92.71
Maintenance and Provisioning | X412 | NGA - Up To And Including POLT Line Card | Per Site | 135.37 | 135.37 | 135.37 | 135.37 | 135.37 | 135.37
Maintenance and Provisioning | X490 | Miscellaneous Inside Fault | Time - 15 minute blocks and materials | 12.14 | 12.14 | 12.14 | 12.14 | 12.14 | 12.14
Maintenance and Provisioning | X491 | Inside Fault - Telehousing/ colocation | Time - 15 minute blocks and materials | 12.14 | 12.14 | 12.14 | 12.14 | 12.14 | 12.14
Maintenance and Provisioning | X499 | Found OK inside faults - or refer to other party | Per order | 125.57 | 125.57 | 125.57 | 125.57 | 125.57 | 125.57
Maintenance and Provisioning | X501 | NMRs 281, 287 rigging maintenance up to 25 metres (12 monthly) | Per order (Per Structure) | 462.88 | 462.88 | 462.88 | 462.88 | 462.88 | 462.88
Maintenance and Provisioning | X502 | NMR's 291, 297 Rigging maintenance over 25m - 12 Monthy | Per order (Per Structure) | 665.53 | 665.53 | 665.53 | 665.53 | 665.53 | 665.53
Maintenance and Provisioning | X503 | NMR's 282, 288 Rigging audit up to 25m - 3 yearly | Per order (Per Structure) | 683.36 | 683.36 | 683.36 | 683.36 | 683.36 | 683.36
Maintenance and Provisioning | X504 | NMRs 292, 298 rigging audit over 25 metres (three yearly) | Per order (Per Structure) | 750.18 | 750.18 | 750.18 | 750.18 | 750.18 | 750.18
Maintenance and Provisioning | X505 | NMR 284 rigging maintenance up to 25 metres (12 monthly) | Per order (Per Structure) | 834.63 | 834.63 | 834.63 | 834.63 | 834.63 | 834.63
Maintenance and Provisioning | X506 | NMR 294 rigging maintenance over 25 metres (12 monthly) | Per order (Per Structure) | 969.84 | 969.84 | 969.84 | 969.84 | 969.84 | 969.84
Maintenance and Provisioning | X507 | NMR 285 rigging audit to up 25 metres (three yearly) | Per order (Per Structure) | 1012.84 | 1012.84 | 1012.84 | 1012.84 | 1012.84 | 1012.84
Maintenance and Provisioning | X508 | NMR 295 rigging audit over 25 metres (three yearly) | Per order (Per Structure) | 1092.82 | 1092.82 | 1092.82 | 1092.82 | 1092.82 | 1092.82
Maintenance and Provisioning | X509 | NMR 299 rigging antenna/buildings (12 monthly) | Per order (Per Structure) | 520.18 | 520.18 | 520.18 | 520.18 | 520.18 | 520.18
Maintenance and Provisioning | X510 | NMR 283, 286 and 289 rigging NMRs requiring a site visit and inspection by a consultant engineer accompanied by a Service Company Class 3 inspector. | Per order (Per Structure) | 1896.95 | 1896.95 | 1896.95 | 1896.95 | 1896.95 | 1896.95
Maintenance and Provisioning | X601 | NMR 001 and 003, rotational weekly and monthly NEAX file backup | Per order (Per Routine) | 94.69 | 94.69 | 94.69 | 94.69 | 94.69 | 94.69
Maintenance and Provisioning | X602 | NMR 005 and NMR 006 NEAX backup (3 and 6 monthly) | Per order (Per Routine) | 111.61 | 111.61 | 111.61 | 111.61 | 111.61 | 111.61
Maintenance and Provisioning | X604 | NMR 007 NEAX RLU emergency services test (three monthly) | Per order (Per RLU) | 32.49 | 32.49 | 32.49 | 32.49 | 32.49 | 32.49
Maintenance and Provisioning | X605 | NMR 008 - Emergency Crash Spares Verification - 61S & 61K (12 Monthly) | Each | 2167.99 | 2167.99 | 2167.99 | 2167.99 | 2167.99 | 2167.99
Maintenance and Provisioning | X606 | NMR 042 MITS test-head calibration verification (2 yearly) | Per order (Per Test-Head) | 105.54 | 105.54 | 105.54 | 105.54 | 105.54 | 105.54
Maintenance and Provisioning | X640 | NMR 136, 139 and 178 Juniper routers air filter replacement and check (6 and 12 monthly) | Per order (Per Device) | 37.55 | 37.55 | 37.55 | 37.55 | 37.55 | 37.55
Maintenance and Provisioning | X641 | NMR 141 to 145 Alcatel air filters inspection and replacement (6-12 month) | Per order (Per Device) | 32.98 | 32.98 | 32.98 | 32.98 | 32.98 | 32.98
Maintenance and Provisioning | X650 | NMR 216, CMAR (Customer Multi Access Radio) maintenance (1 yearly) | Per order (Per CMAR Outstation) | 101.38 | 101.38 | 101.38 | 101.38 | 101.38 | 101.38
Maintenance and Provisioning | X651 | NMR 215, CMAR configuration backup and time setting (3 monthly) | Per order (Per CMAR Central Station System) | 97.17 | 97.17 | 97.17 | 97.17 | 97.17 | 97.17
Maintenance and Provisioning | X652 | NMRs 201 and 260, digital microwave maintenance (twelve monthly) | Per order (Per Transmit / Receive Pair at each site) | 55.55 | 55.55 | 55.55 | 55.55 | 55.55 | 55.55
Maintenance and Provisioning | X653 | NMRs 203 and 204, DMR links maintenance (12 Monthly) | Per order (Per Transmit / Receive Pair at each site) | 84.89 | 84.89 | 84.89 | 84.89 | 84.89 | 84.89
Maintenance and Provisioning | X656 | NMR 233 and 234 FOTS links maintenance (12 monthly) | Per order (Per Transmit / Receive Pair) | 63.82 | 63.82 | 63.82 | 63.82 | 63.82 | 63.82
Maintenance and Provisioning | X657 | NMR 241, hi-order, primary and analogue multiplex (12 monthly) | Per order (Per MUX Block) | 48.4 | 48.4 | 48.4 | 48.4 | 48.4 | 48.4
Maintenance and Provisioning | X658 | NMR 247, generic clock (12 monthly) | Per order (Per Subrack or Functional Unit) | 35.24 | 35.24 | 35.24 | 35.24 | 35.24 | 35.24
Maintenance and Provisioning | X660 | NMR 273, air filters on SDH FOTs bearer (3 and 6 monthly) | Per order (Per System) | 42.28 | 42.28 | 42.28 | 42.28 | 42.28 | 42.28
Maintenance and Provisioning | X661 | NMR 276 and 277, DWDM air filters and Alcatel MPT air filters (3, 6 or 12 monthly) | Per order (Per Device) | 41.23 | 41.23 | 41.23 | 41.23 | 41.23 | 41.23
Maintenance and Provisioning | X662 | NMR 315, Alcatel 7300 ASAM and 7340 FTTP (6 or 12 monthly) | Per order (Per Rack) | 30.59 | 30.59 | 30.59 | 30.59 | 30.59 | 30.59
Maintenance and Provisioning | X663 | NMR 275 and 316, ATM, MAINSTREET and PACNET, ADSL Nokia RAN air filters (6 monthly) | Per order (Per Device) | 53.1 | 53.1 | 53.1 | 53.1 | 53.1 | 53.1
Maintenance and Provisioning | X664 | NMR 205, Digital Microwave (12 monthly) | Per order (Per System) | 70.33 | 70.33 | 70.33 | 70.33 | 70.33 | 70.33
Build Services / UFB | X701 | Scope NGA Install – Full Scope | Per order | bar: NP03 to NP10
Build Services / UFB | X702 | Scope NGA Install – Half Scope | Per order | bar: NP03 to NP10
Build Services / UFB | X703 | Install Aerial 1-Way Blown Fibre Micro Duct (1 Span) | Per order | 74.41 | 74.41 | 74.41 | 74.41 | 74.41 | 74.41
Build Services / UFB | X705 | Span Rate for Aerial Provisioning (>1 Span) | Per order | 30.23 | 30.23 | 30.23 | 30.23 | 30.23 | 30.23
Build Services / UFB | X707 | Haul Fixed Fibre through Communal Network to Boundary | Per order | 228.56 | 228.56 | 228.56 | 228.56 | 228.56 | 228.56
Build Services / UFB | X711 | Provision NGA at Greenfield’s Premise | Per order | 0 | 0 | 0 | 0 | 0 | 0
Build Services / UFB | X713 | Provision NGA School Connection | Per order | 0 | 0 | 0 | 0 | 0 | 0
Build Services / UFB | X714 | Cancellation on Arrival | Per order | 0 | 0 | 0 | 0 | 0 | 0
Build Services / UFB | X721 | NGA scoping work for SDUs | 15min | 11.7 | 11.7 | 11.7 | 11.7 | 11.7 | 11.7
Build Services / UFB | X722 | NGA installer in 2 man crew(1 Vehicle) | 15min | 11.7 | 11.7 | 11.7 | 11.7 | 11.7 | 11.7
Build Services / UFB | X723 | NGA installer in 1 man crew(1 Vehicle) | 15min | 11.7 | 11.7 | 11.7 | 11.7 | 11.7 | 11.7
Build Services / UFB | X731 | Install Aerial Express Duplex LCA Drop Pigcable (1-Span) | Span | 0 | 0 | 0 | 0 | 0 | 0
Build Services / UFB | X732 | Install Aerial Hybrid Nano-Duct (1-Span) (ABF) | Span | 0 | 0 | 0 | 0 | 0 | 0
Build Services / UFB | X733 | Install Surface Mounted Service Conduit | Per M | 7.37 | 7.37 | 7.37 | 7.37 | 7.37 | 7.37
Build Services / UFB | X734 | Connect DB Microduct and install Fibre ETP | Each | 51.03 | 51.03 | 51.03 | 51.03 | 51.03 | 51.03
Build Services / UFB | X735 | Extend Communal Pole Infrastructure (ABF) | Pole | 152.05 | 152.05 | 152.05 | 152.05 | 152.05 | 152.05
Build Services / UFB | X741 | Haul Fixed Fibre From End of Communal Network to Fibre ETP Location | Each | 83 | 83 | 83 | 83 | 83 | 83
Build Services / UFB | X744 | Haul 1 Way Hybrid Nano-Duct From End of Communal Network to Fibre ETP (ABF) | Each | 0 | 0 | 0 | 0 | 0 | 0
Build Services / UFB | X745 | Extra Rate for Hauling From End of Communal Network to Fibre ETP Location in Excess of 30 metres | Per M | 1.7 | 1.7 | 1.7 | 1.7 | 1.7 | 1.7
Build Services / UFB | X790 | Installation of ONT & Network Connection | Per order | 0 | 0 | 0 | 0 | 0 | 0
Build Services / UFB | X791 | Install Composite Cable from FTP to ONT via Chorus approved internal wiring methods (single-storey with no underfloor access) | Per order | 0 | 0 | 0 | 0 | 0 | 0
Build Services / UFB | X792 | Install Composite Cable from FTP to ONT via Chorus approved underfloor wiring methods (single storey with underfloor access) | Per order | 0 | 0 | 0 | 0 | 0 | 0
Build Services / UFB | X793 | Install Composite Cable from FTP to ONT via Chorus approved external wiring methods | Per order | 0 | 0 | 0 | 0 | 0 | 0
Build Services / UFB | X794 | Install Composite Cable from FTP to ONT via Chorus approved internal wiring methods (multi-storey) | Per order | 0 | 0 | 0 | 0 | 0 | 0
Maintenance and Provisioning | X805 | NMR 481 AC power plant: main switchboard inspection (2 yearly) | Per order (Per Switchboard) | 135.29 | 135.29 | 135.29 | 135.29 | 135.29 | 135.29
Maintenance and Provisioning | X807 | NMR 409 DC distribution board, EOR cabinet and cabling inspection (12 monthly) | Per order (Per Distribution Board) | 95.27 | 95.27 | 95.27 | 95.27 | 95.27 | 95.27
Maintenance and Provisioning | X808 | NMR 401 Rack Power (2 Yearly) | Per order (Per Rack Power Supply) | 84.55 | 84.55 | 84.55 | 84.55 | 84.55 | 84.55
Maintenance and Provisioning | X809 | NMR 402 DC power batteries: full discharge (24 monthly) | Per order (per String) | 321.32 | 321.32 | 321.32 | 321.32 | 321.32 | 321.32
Maintenance and Provisioning | X811 | NMR 405 DC power plant: central DC plant (2 yearly) | Per order (per Site) | 152.2 | 152.2 | 152.2 | 152.2 | 152.2 | 152.2
Maintenance and Provisioning | X812 | NMR 406 DC power batteries record and check battery readings (6 month and 2 yearly) | Per order (Per String) | 143.08 | 143.08 | 143.08 | 143.08 | 143.08 | 143.08
Maintenance and Provisioning | X814 | NMR 410 DC power solar sites inspection (12 monthly) | Per order (Per inspection of the Solar Array and associated Components only) | 169.48 | 169.48 | 169.48 | 169.48 | 169.48 | 169.48
Maintenance and Provisioning | X815 | NMR 411 DC power small remote site inspection: CMAR, PCM cabinet etc. (2 yearly) | Per order (Per Site) | 170.14 | 170.14 | 170.14 | 170.14 | 170.14 | 170.14
Maintenance and Provisioning | X816 | NMR 412 Whisper & USC Cabinets fitted with ISAMs | Per order (Per Structure) | 75.14 | 75.14 | 75.14 | 75.14 | 75.14 | 75.14
Maintenance and Provisioning | X826 | NMR 447 450 Air Conditioning Filter Inspection | Per order (Per System) | 60.69 | 60.69 | 60.69 | 60.69 | 60.69 | 60.69
Maintenance and Provisioning | X827 | NMR 451 air conditioning inspection of fresh air system (12 monthly) | Per order (per Fresh Air Unit) | 78.1 | 78.1 | 78.1 | 78.1 | 78.1 | 78.1
Maintenance and Provisioning | X828 | NMR 452 inspection of air conditioning controls (2 yearly) | Per order (per Control Unit) | 114.58 | 114.58 | 114.58 | 114.58 | 114.58 | 114.58
Maintenance and Provisioning | X831 | NMR 411 inspection DC power small remote site: CMAR, PCM Cabinet, double string battery, (2 yearly) | Per order (Per Site) | 157 | 157 | 157 | 157 | 157 | 157
Maintenance and Provisioning | X832 | NMR 491 Miscellaneous NMR | Per order | bar: NP03 to NP10
Maintenance and Provisioning | X836 | NMR 800 proactive maintenance on building services and sites (2 yearly) | Per order (per Site) | 0 | 0 | 0 | 0 | 0 | 0
Maintenance and Provisioning | X901 | Repair mobile faults - cellular and paging | Per order | 0 | 0 | 0 | 0 | 0 | 0
Maintenance and Provisioning | X902 | Mobile NMRs - NMR 300 external alarms cell sites (12 monthly) | Per order (per Cell Site) | 0 | 0 | 0 | 0 | 0 | 0
Maintenance and Provisioning | X903 | mobile NMRs - NMR 331 and 332 air filters | Per order (per Site) | 0 | 0 | 0 | 0 | 0 | 0
Maintenance and Provisioning | X904 | Dry Air Machine NMR - NMR 462 | Per order (per Air Dryer) | 67.86 | 67.86 | 67.86 | 67.86 | 67.86 | 67.86
Maintenance and Provisioning | X990 | Miscellaneous Maintenance - Cellular and Paging | Time - 15 minute blocks and materials | 0 | 0 | 0 | 0 | 0 | 0
Maintenance and Provisioning | X999 | No Service Company Payment | Per Order | 0 | 0 | 0 | 0 | 0 | 0
Maintenance and Provisioning | X9B-VPL | Project Manager Use Only - Authorised Labour | Time - 15 minute blocks | bar: NP03 to NP10
Maintenance and Provisioning | X9C-VPL | Project Manager Use Only - Authorised Labour | Time - 15 minute blocks | bar: NP03 to NP10
Maintenance and Provisioning | X9D-VPL | Project Manager Use Only - Authorised Labour | Time - 15 minute blocks | bar: NP03 to NP10
Maintenance and Provisioning | XA17 | Fibre Transmission Connection (PDH, SDH, DWDM, Ethernet) Per Site or Manhole | Per order | 131.95 | 131.95 | 131.95 | 131.95 | 131.95 | 131.95
Maintenance and Provisioning | XA17c | Fibre Transmission RQ PDH,SDH,DWDM,Ethernet per site or manhole | Per order | 104.35 | 104.35 | 104.35 | 104.35 | 104.35 | 104.35
Maintenance and Provisioning | XBCOW | Build Clerk of Works | Per order | 12.13 | 12.13 | 12.13 | 12.13 | 12.13 | 12.13
Maintenance and Provisioning | XBMR | Build Project Manager | Per order | 0 | 0 | 0 | 0 | 0 | 0
Maintenance and Provisioning | XBOP | Build Outside Plant - Labour | Per order | 12.63 | 12.63 | 12.63 | 12.63 | 12.63 | 12.63
Maintenance and Provisioning | XBRIG | Build Rigging | Per order | 18.55 | 18.55 | 18.55 | 18.55 | 18.55 | 18.55
Maintenance and Provisioning | XL1 | Location of underground plant at a specific location | Per order | 64.69 | 64.69 | 64.69 | 64.69 | 64.69 | 64.69
Maintenance and Provisioning | XL2 | Location of underground plant along a linear path or multiple visit site | Time - 15 minute blocks | 16.18 | 16.18 | 16.18 | 16.18 | 16.18 | 16.18
Maintenance and Provisioning | XL3 | Standovers | Time - 15 minute blocks | 12.95 | 12.95 | 12.95 | 12.95 | 12.95 | 12.95
Maintenance and Provisioning | XL4 | High Load Escorts | Use Codes 191 & 192 as set out | 11.98 | 11.98 | 11.98 | 11.98 | 11.98 | 11.98
Maintenance and Provisioning | XL5 | External Customer and civil contractor education | Per order (Per presentation) | 157.36 | 157.36 | 157.36 | 157.36 | 157.36 | 157.36
Maintenance and Provisioning | XL6 | Evaluation only - no van roll | Per order (Per evaluation) | 16.17 | 16.17 | 16.17 | 16.17 | 16.17 | 16.17
Maintenance and Provisioning | XPM06 | Group Proactive Batch Testing | Per order | 480.55 | 480.55 | 480.55 | 480.55 | 480.55 | 480.55
Maintenance and Provisioning | XPM07 | Individual Proactive Batch Testing | Per order | 173.14 | 173.14 | 173.14 | 173.14 | 173.14 | 173.14
Maintenance and Provisioning | XSR20 | Install new or change existing overhead | Per aerial span | 69.74 | 69.74 | 69.74 | 69.74 | 69.74 | 69.74
Build Services / UFB | z703 | Install Aerial Fibre Service Lead (1 Span) | Per Lead | 74.41 | 74.41 | 74.41 | 74.41 | 74.41 | 74.41
Build Services / UFB | z705 | Span Rate for Aerial Fibre Service Lead (> 1 Span) | Per Span | 30.23 | 30.23 | 30.23 | 30.23 | 30.23 | 30.23
Build Services / UFB | z707 | Install Fibre Service Lead Through Communal Network to Boundary (non ABF) | Per Lead | 228.56 | 228.56 | 228.56 | 228.56 | 228.56 | 228.56
Build Services / UFB | z733 | Install Surface Mounted Service Conduit | Per Conduit | 7.37 | 7.37 | 7.37 | 7.37 | 7.37 | 7.37
Build Services / UFB | z734 | Install Fibre ETP | Per ETP | 51.03 | 51.03 | 51.03 | 51.03 | 51.03 | 51.03
Build Services / UFB | z735 | Extend Communal Pole Infrastructure (ABF) | Per Site | 152.05 | 152.05 | 152.05 | 152.05 | 152.05 | 152.05
Build Services / UFB | z736 | Extend Communal Poletop Infrastructure | Per Site | 249.45 | 249.45 | 249.45 | 249.45 | 249.45 | 249.45
Build Services / UFB | z741 | Install Service Lead From End of Communal Network to fibre ETP Location (non ABF) | Per Lead | 83 | 83 | 83 | 83 | 83 | 83
Build Services / UFB | z745 | Extra Rate for Installing Fibre Service Lead From End of Communal Network to Fibre ETP (non ABF) | Per Lead | 1.7 | 1.7 | 1.7 | 1.7 | 1.7 | 1.7
Build Services / UFB | z760 | Standard Lateral | Per Lateral | 341.01 | 341.01 | 341.01 | 341.01 | 341.01 | 341.01
Build Services / UFB | z761 | Standard Lateral – Extra Rate for Additional Tubes | Per Lateral | 22.49 | 22.49 | 22.49 | 22.49 | 22.49 | 22.49
Build Services / UFB | zA02 | Install Equipment Rack Or Enclosed Cabinet | Per Rack | 673.36 | 673.36 | 673.36 | 673.36 | 673.36 | 673.36
Build Services / UFB | zA04 | Install Rack Mounted Device Into Any Roadside Cabinet, Exchange Equipment Rack Or Enclosed Cabinet - EASY | Per Rack | 79.23 | 79.23 | 79.23 | 79.23 | 79.23 | 79.23
Build Services / UFB | zA04A | Install Rack Mounted Device Into Any Roadside Cabinet, Exchange Equipment Rack Or Enclosed Cabinet - MEDIUM | Per Rack | 459.97 | 459.97 | 459.97 | 459.97 | 459.97 | 459.97
Build Services / UFB | zA04B | Install Rack Mounted Device Into Any Roadside Cabinet, Exchange Equipment Rack Or Enclosed Cabinet - HARD | Per Rack | 307.22 | 307.22 | 307.22 | 307.22 | 307.22 | 307.22
Build Services / UFB | zA04C | Install Rack Mounted Device Into Any Roadside Cabinet, Exchange Equipment Rack Or Enclosed Cabinet - PASSIVE | Per Rack | 62.68 | 62.68 | 62.68 | 62.68 | 62.68 | 62.68
Build Services / UFB | zA05 | Install and commission of up to ten cards per site | Per Site | 141 | 141 | 141 | 141 | 141 | 152.39
Build Services / UFB | zA05A | Decommission and remove up to ten cards per site | Per Site | 89.65 | 89.65 | 89.65 | 99.34 | 89.65 | 99.34
Build Services / UFB | zA06 | Install 120 Ohm 2DF Panel | Per Panel | 78.69 | 78.69 | 78.69 | 78.69 | 78.69 | 81.53
Build Services / UFB | zA07 | Install Twisted Pair Cable (Exchange Site) | Per Cable | 130.24 | 130.24 | 130.24 | 130.24 | 130.24 | 133.09
Build Services / UFB | zA09E | DSL Migration - Active Cabinet (up to 48 ports) | Per Cabinet | 788.44 | 788.44 | 788.44 | 788.44 | 788.44 | 788.44
Build Services / UFB | zA09F | DSL Migration - Active Cabinet For 1 Extra DSL card (up to an extra 48 Ports) | Per Cabinet | 316.96 | 316.96 | 316.96 | 316.96 | 316.96 | 316.96
Build Services / UFB | zA09G | Retrofit Existing Whisper Active Cabinet - Replace an ASAM/DSLAM with an ISAM (with Fibre) | Per Cabinet | 7344.91 | 7344.91 | 7344.91 | 7344.91 | 7344.91 | 7344.91
Build Services / UFB | zA09H | Retrofit Existing USC Active Cabinet - Replace an ASAM/DSLAM with an ISAM (with fibre) | Per Cabinet | 7592.64 | 7592.64 | 7592.64 | 7592.64 | 7592.64 | 7592.64
Build Services / UFB | zA10 | Install Twisted Pair Cables (Roadside Cabinet Or Customer Site) | Per Cable | 29.06 | 29.06 | 29.06 | 29.06 | 29.06 | 29.06
Build Services / UFB | zA11 | Install Fusion Spliced Optical In Line Attenuator Drawer | Per Drawer | 594.84 | 594.84 | 594.84 | 594.84 | 594.84 | 594.84
Build Services / UFB | zA14 | Install Internal Fibre Cable Up To 72 Fibres (Exchange Buildings) | Per Cable | 362.32 | 362.32 | 362.32 | 362.32 | 362.32 | 362.32
Build Services / UFB | zA15 | Copper Transmission Connection (2 Megabits, 8 Megabits, 34 Megabits, 140 Megabits, STM1, STM4, Ethernet) At A Single Site | Per Connection | 68.95 | 68.95 | 68.95 | 68.95 | 68.95 | 68.95
Build Services / UFB | zA15A | Relinquishment Of Copper Transmission Connection (2 Megabits, 8 Megabits, 34 Megabits, 140 Megabits, STM1, STM4, Ethernet) At A Single Site | Per Connection | 39.02 | 39.02 | 39.02 | 39.02 | 39.02 | 39.02
Build Services / UFB | zA16 | Install PON Splitter (Connectorised) | Per Splitter | 178.33 | 178.33 | 178.33 | 178.33 | 178.33 | 178.33
Build Services / UFB | zA16A | Install PON Splitter (Fusion Spliced) | Per Splitter | 138.08 | 138.08 | 138.08 | 138.08 | 138.08 | 138.08
Build Services / UFB | zA17 | Fibre Transmission Connection (PDH, SDH, DWDM, Ethernet) | Per Connection | 131.95 | 131.95 | 131.95 | 131.95 | 131.95 | 131.95
Build Services / UFB | zA17C | Fibre Transmission (RQ) Relinquishment (PDH, SDH, DWDM, Ethernet) Per Site | Per Site | 104.35 | 104.35 | 104.35 | 104.35 | 104.35 | 104.35
Build Services / UFB | zA18 | Rearrange Standard Circuits On Copper Pairs (MPF) | Per Site | 36.69 | 36.69 | 36.69 | 36.69 | 36.69 | 36.69
Build Services / UFB | zA18A | Rearrange Enhanced Circuits On Copper Pairs (MPF) | Per Site | 65.25 | 65.25 | 65.25 | 65.25 | 65.25 | 65.25
Build Services / UFB | zA19 | Fibre Reservation | Per Site | 0 | 0 | 0 | 0 | 0 | 0
Build Services / UFB | zA23 | Install Lightning Protection In Cabinet Or Exchange (Per 10 Circuits) | Per 10 Circuits | 157.04 | 157.04 | 157.04 | 157.04 | 157.04 | 157.04
Build Services / UFB | ZB-4 | After Hours Call Out Fee (7pm to 7am) - Inside Plant | NULL | 132 | 132 | 132 | 132 | 132 | 132
Build Services / UFB | zB01 | Reticulate New Greenfields Lots – Residential – Copper | Per Lot | 194.29 | 194.29 | 194.29 | 194.29 | 194.29 | 194.29
Build Services / UFB | zB01A | Reticulate New Greenfields Lots – ABF | Per Lot | 96.01 | 96.01 | 96.01 | 96.01 | 96.01 | 96.01
Build Services / UFB | zB01B | Reticulate New Greenfields Lots – Commercial / Industrial – Ducts and Chambers (non ABF) | Per Lot | 0 | 0 | 0 | 0 | 0 | 0
Build Services / UFB | zB01C | Reticulate New Greenfields Lots – Fixed Fibre | Per Lot | 0 | 0 | 0 | 0 | 0 | 0
Build Services / UFB | zB01D | Reticulate New Greenfields MDU Rooms – Residential - Fibre | Per Site | 0 | 0 | 0 | 0 | 0 | 0
Build Services / UFB | zB02 | Install Or Replace A New Distribution Point To Provide Access For Customer Connection | Per Site | 547.1 | 547.1 | 547.1 | 547.1 | 547.1 | 547.1
Build Services / UFB | zB04 | Install, Replace Or Expand A Cable Terminal On An Existing Pole | Per Site | 625.11 | 625.11 | 625.11 | 625.11 | 625.11 | 625.11
Build Services / UFB | zB05 | Regroup A Cable Terminal, Building Terminal, RLG Or Distribution Point | Per Site | 523.04 | 523.04 | 523.04 | 523.04 | 523.04 | 523.04
Build Services / UFB | zB06 | Install Road Crossing Duct From an Existing Network Element For New Connection | Per Duct | 1086.58 | 1086.58 | 1086.58 | 1086.58 | 1086.58 | 1086.58
Build Services / UFB | zB07 | Supply And Supervise Installation Of New Ducts and Chambers/Pits From One or More Buildings/Units Within an Industrial/Commercial Section | Per Site | 0 | 0 | 0 | 0 | 0 | 0
Build Services / UFB | zB08 | Install New Manhole And Lids In Roadway | Per Lid | 1740.6 | 1740.6 | 1740.6 | 1740.6 | 1740.6 | 1740.6
Build Services / UFB | zB09 | Install New Manhole And Lids In Footway Or Berm | Per Lid | 1484.16 | 1484.16 | 1484.16 | 1484.16 | 1484.16 | 1484.16
Build Services / UFB | zB10 | Install Turning Chamber And Lid Or Channell Plastic Pit And Lid In Footway or Berm | Per Lid | 531.61 | 531.61 | 531.61 | 531.61 | 531.61 | 531.61
Build Services / UFB | zB10A | Install Turning Chamber And Lid In Roadway | Per Lid | 925.35 | 925.35 | 925.35 | 925.35 | 925.35 | 925.35
Build Services / UFB | zB10B | Install Small Pit and Lid | Per Lid | 346.31 | 346.31 | 346.31 | 346.31 | 346.31 | 346.31
Build Services / UFB | zB11 | Install New Building Frame (Up To 50 Pairs) | Per Frame | 466.71 | 466.71 | 466.71 | 466.71 | 466.71 | 466.71
Build Services / UFB | zB12 | Install 2 Megabit Spanline With No Repeater | Per Span | 557.32 | 557.32 | 557.32 | 557.32 | 557.32 | 557.32
Build Services / UFB | zB13 | Install Repeated 2 Megabit Spanline (Existing Repeater Housing) | Per Span | 205.37 | 205.37 | 205.37 | 205.37 | 205.37 | 205.37
Build Services / UFB | zB14 | Install Repeated 2 Megabit Spanline And Repeater Housing | Per Span | 751.98 | 751.98 | 751.98 | 751.98 | 751.98 | 751.98
Build Services / UFB | zB16 | Install New Pole And Changeover Plant | Per Equipment | 726.17 | 726.17 | 726.17 | 726.17 | 726.17 | 726.17
Build Services / UFB | zB17 | Dismantle Cable Terminal Or Building Frame From Network | Per Frame | 209.35 | 209.35 | 209.35 | 209.35 | 209.35 | 209.35
Build Services / UFB | zB22 | L2 Traffic Management (Berm) On A L2 Road | Per Day | 712.35 | 712.35 | 712.35 | 712.35 | 712.35 | 712.35
Build Services / UFB | zB23 | L2 Traffic Management (Road) On A L2 Road | Per Day | 1068.65 | 1068.65 | 1068.65 | 1068.65 | 1068.65 | 1068.65
Build Services / UFB | ZC-3 | Referral Service Provided | Per Order | 25 | 25 | 25 | 25 | 25 | 25
Build Services / UFB | ZC-4 | After Hours Call Out Fee (7pm to 7am) | Per Order | 132 | 132 | 132 | 132 | 132 | 132
Build Services / UFB | ZC-6 | Any trench greater than 3m in grass berm outside customer boundary (per metre) | Per Metre | bar: NP03 to NP10
Build Services / UFB | ZC-7 | Dial up job test | Per Order | 50 | 50 | 50 | 50 | 50 | 50
Build Services / UFB | zC02 | Replace Battery In Roadside Cabinet Or Small Site (Scheduled Replacements) | Per Battery | 516.36 | 516.36 | 516.36 | 516.36 | 516.36 | 516.36
Build Services / UFB | zC02A | Replace DC Power Plant in Roadside Cabinet – Any Cabinet Type (except STC Cabinet) | Per Cabinet | 800.47 | 800.47 | 800.47 | 800.47 | 800.47 | 800.47
Build Services / UFB | zC02B | Replace DC Power Plant in Roadside Cabinet – STC Cabinet | Per Cabinet | 398.03 | 398.03 | 398.03 | 398.03 | 398.03 | 398.03
Build Services / UFB | zC03 | Passive/Cross Connect Roadside Cabinet – Installation (Any Passive Cabinet Type) | Per Cabinet | 3022.57 | 3022.57 | 3022.57 | 3022.57 | 3022.57 | 3022.57
Build Services / UFB | zC03A | Active Roadside Cabinet - RMA Drawings | Per Cabinet | 0 | 0 | 0 | 0 | 0 | 0
Build Services / UFB | zC03B | Active Roadside Cabinet - Design (Any Active Cabinet Type) | Per Design | 0 | 0 | 0 | 0 | 0 | 0
Build Services / UFB | zC03C | Active Roadside Cabinet - Base Install and Civils (Any Active Cabinet Type) | Per Cabinet | 5000.59 | 5000.59 | 5000.59 | 5000.59 | 5000.59 | 5000.59
Build Services / UFB | zC05 | Joint/Terminate Copper Cable (First 50 Pair) | Per Joint | 466.07 | 466.07 | 466.07 | 466.07 | 466.07 | 466.07
Build Services / UFB | zC05A | Joint/Terminate Copper Cable (Subsequent 50 Pair) | Per Joint | 179.6 | 179.6 | 179.6 | 179.6 | 179.6 | 179.6
Build Services / UFB | zC06 | Haul Copper Cable Through Existing Duct | Per Meter | 2.8 | 2.8 | 2.8 | 2.8 | 2.8 | 2.8
Build Services / UFB | zC11 | Install Self Supporting Aerial Cable - Copper | Per Cable | 210.37 | 210.37 | 210.37 | 210.37 | 210.37 | 210.37
Build Services / UFB | zC11A | Install Self Supporting Aerial Cable - Fibre | Per Cable | 319.31 | 319.31 | 319.31 | 319.31 | 319.31 | 319.31
Build Services / UFB | zC12 | Haul Fibre Cable/Microduct Through Existing Empty Ducts (<2000m) | Per Meter | 2.35 | 2.35 | 2.35 | 2.35 | 2.35 | 2.35
Build Services / UFB | zC12A | Haul Fibre Cable/Microduct Through Existing Empty Ducts (>2000m) | Per Meter | 2.64 | 2.64 | 2.64 | 2.64 | 2.64 | 2.64
Build Services / UFB | zC12B | Overhaul Fibre Cable/Microduct Through Ducts Containing Existing Cables (<2000m) | Per Meter | 3.02 | 3.02 | 3.02 | 3.02 | 3.02 | 3.02
Build Services / UFB | zC12C | Overhaul Fibre Cable/Microduct Through Ducts Containing Existing Cables (>2000m) | Per Meter | 3.31 | 3.31 | 3.31 | 3.31 | 3.31 | 3.31
Build Services / UFB | zC12D | Haul Subduct/Microduct Through Existing Ducts | Per Meter | 3.71 | 3.71 | 3.71 | 3.71 | 3.71 | 3.71
Build Services / UFB | zC12E | Haul Extra Subduct Through Existing Ducts | Per Meter | 1.87 | 1.87 | 1.87 | 1.87 | 1.87 | 1.87
Build Services / UFB | zC12F | Fibre Loops In Manholes | Per Loop | 336.37 | 336.37 | 336.37 | 336.37 | 336.37 | 336.37
Build Services / UFB | zC12G | Blow ABF Cable Through Microduct (5mm) | Per blow section | 145.03 | 145.03 | 145.03 | 145.03 | 145.03 | 145.03
Build Services / UFB | zC12GA | : Blow ABF Cable Through Microduct (12mm) | Per blow section | 776.75 | 776.75 | 776.75 | 776.75 | 776.75 | 776.75
Build Services / UFB | zC12H | ABF Fibre Loops in Manholes | Per Loop | 307.36 | 307.36 | 307.36 | 307.36 | 307.36 | 307.36
Build Services / UFB | zC12I | Joint Single-Way Microduct (1 tube) | Per Joint | 59.15 | 59.15 | 59.15 | 59.15 | 59.15 | 59.15
Build Services / UFB | zC12J | Joint 4-Way Microduct (1-4 Tubes) | Per Joint | 65.55 | 65.55 | 65.55 | 65.55 | 65.55 | 65.55
Build Services / UFB | zC12K | Joint 7-Way Microduct (1-7 Tubes) | Per Joint | 70.11 | 70.11 | 70.11 | 70.11 | 70.11 | 70.11
Build Services / UFB | zC12L | Joint 12-Way Microduct (1-12 Tubes) | Per Joint | 78.32 | 78.32 | 78.32 | 78.32 | 78.32 | 78.32
Build Services / UFB | zC12M | Joint 12+3-Way Microduct (1-15 Tubes) | Per Joint | 82.89 | 82.89 | 82.89 | 82.89 | 82.89 | 82.89
Build Services / UFB | zC12N | Joint 26-Way Microduct (1-26 Tubes) | Per Joint | 98.24 | 98.24 | 98.24 | 98.24 | 98.24 | 98.24
Build Services / UFB | zC14 | Joint Fibre Cable (1-12 Splices) | Per Joint | 350.35 | 350.35 | 350.35 | 345.66 | 348 | 367.94
Build Services / UFB | zC14.1 | - Joint Fibre Cable (13-24 Splices) | Per Joint | 641.39 | 641.39 | 641.39 | 636.7 | 639.05 | 658.99
Build Services / UFB | zC14.2 | - Joint Fibre Cable(25-48 Splices) | Per Joint | 835.7 | 835.7 | 835.7 | 831.42 | 833.56 | 851.74
Build Services / UFB | zC14.3 | - Joint Fibre Cable (49-96 Splices) | Per Joint | 1357.36 | 1357.36 | 1357.36 | 1353.29 | 1355.32 | 1372.67
Build Services / UFB | zC14.4 | - Joint Fibre Cable (97-144 Splices) | Per Joint | 1824.46 | 1824.46 | 1824.46 | 1820.57 | 1822.52 | 1839.08
Build Services / UFB | zC14.5 | - Joint Fibre Cable (145-216 Splices) | Per Joint | 2415.44 | 2415.44 | 2415.44 | 2411.74 | 2413.59 | 2429.34
Build Services / UFB | zC14.6 | - Joint Fibre Cable (217-312 Splices) | Per Joint | 3334.75 | 3334.75 | 3334.75 | 3331.22 | 3332.98 | 3348
Build Services / UFB | zC14A | Install A Fibre Closure | Per Closure | 182.78 | 182.78 | 182.78 | 182.78 | 182.78 | 182.78
Build Services / UFB | ZD-4 | After Hours Call Out Fee (7pm to 7am) - Provisioning | NULL | 132 | 132 | 132 | 132 | 132 | 132
Build Services / UFB | zD01 | Inside Boundary Trenching – Base Rate | Per Meter | 31.02 | 31.02 | 31.02 | 31.02 | 31.02 | 31.02
Build Services / UFB | zD01A | Outside Boundary Trenching – Base Rate | Per Meter | 31.04 | 31.04 | 31.04 | 31.04 | 31.04 | 31.04
Build Services / UFB | zD01B | Outside Boundary Trenching – Moleplough | Per Meter | 12.57 | 12.57 | 12.57 | 12.57 | 12.57 | 12.57
Build Services / UFB | ZDPMR | Design Time Internal for NMRS | Time - 15 minute blocks | bar: NP03 to NP10
Build Services / UFB | zE01 | Inside Boundary Drilling & Thrusting – Base Rate | Per Meter | 32.36 | 32.36 | 32.36 | 32.36 | 32.36 | 32.36
Build Services / UFB | zE01A | Outside Boundary Drilling & Thrusting – up to 63mm | Per Meter | 32.36 | 32.36 | 32.36 | 32.36 | 32.36 | 32.36
Build Services / UFB | zE01B | Outside Boundary Drilling & Thrusting – 110mm | Per Meter | 34.07 | 34.07 | 34.07 | 34.07 | 34.07 | 34.07
Build Services / UFB | zG01 | Reinstatement & Extra/Over - Seal & chip | Per Meter | 111.85 | 111.85 | 111.85 | 111.85 | 111.85 | 111.85
Build Services / UFB | zG02 | Reinstatement & Extra/Over - Concrete GO2 | Per Meter | 148.99 | 148.99 | 148.99 | 148.99 | 148.99 | 148.99
Build Services / UFB | zG02A | Reinstatement & Extra/Over - Concrete GO2A | Per Meter | 294.95 | 294.95 | 294.95 | 294.95 | 294.95 | 294.95
Build Services / UFB | zG03 | Reinstatement & Extra/Over - Concrete aggregate GO3 | Per Meter | 219.84 | 219.84 | 219.84 | 219.84 | 219.84 | 219.84
Build Services / UFB | zG03A | Reinstatement & Extra/Over - Concrete aggregate GO3A | Per Meter | 219.89 | 219.89 | 219.89 | 219.89 | 219.89 | 219.89
Build Services / UFB | zG04 | Reinstatement & Extra/Over - Gravel | Per Meter | 22.36 | 22.36 | 22.36 | 22.36 | 22.36 | 22.36
Build Services / UFB | zG05 | Reinstatement & Extra/Over - Rock | Per Meter | 35.1 | 35.1 | 35.1 | 35.1 | 35.1 | 35.1
Build Services / UFB | zG05A | Reinstatement & Extra/Over - Rocksaw | Per Meter | 70.22 | 70.22 | 70.22 | 70.22 | 70.22 | 70.22
Build Services / UFB | zG06 | Reinstatement & Extra/Over - Gardens & decorative | Per Meter | 2.97 | 2.97 | 2.97 | 2.97 | 2.97 | 2.97
Build Services / UFB | zG06A | Reinstatement & Extra/Over - Cobbles | Per Meter | 172.97 | 172.97 | 172.97 | 172.97 | 172.97 | 172.97
Build Services / UFB | zG07 | Reinstatement & Extra/Over - Handling each extra component | Per Meter | 2.34 | 2.34 | 2.34 | 2.34 | 2.34 | 2.34
Build Services / UFB | zG08 | Reinstatement & Extra/Over - Extra depth for trenching | Per Meter | 2.57 | 2.57 | 2.57 | 2.57 | 2.57 | 2.57
Build Services / UFB | zG08A | Reinstatement & Extra/Over - Extra depth for moleploughing | Per Meter | 5.15 | 5.15 | 5.15 | 5.15 | 5.15 | 5.15
Build Services / UFB | zI01 | Install Building Cabling and/or Microduct | Per Site | 14.08 | 14.08 | 14.08 | 14.08 | 14.08 | 14.08
Build Services / UFB | zI02.1 | Install Support System for Cable and/or Microduct - Standard approved capping | Per System | 14.72 | 14.72 | 14.72 | 14.72 | 14.72 | 14.72
Build Services / UFB | zI02.2 | Install Support System for Cable and/or Microduct - Architrave capping | Per System | 18.96 | 18.96 | 18.96 | 18.96 | 18.96 | 18.96
Build Services / UFB | zI02.3 | Install Support System for Cable and/or Microduct - Catenary wire | Per System | 11.53 | 11.53 | 11.53 | 11.53 | 11.53 | 11.53
Build Services / UFB | zI02.4 | Install Support System for Cable and/or Microduct - Cable tray | Per System | 93.77 | 93.77 | 93.77 | 93.77 | 93.77 | 93.77
Build Services / UFB | zI02.5 | Install Support System for Cable and/or Microduct - uPVC Conduit | Per System | 10.63 | 10.63 | 10.63 | 10.63 | 10.63 | 10.63
Build Services / UFB | zI03.1 | Install Fibre Access Terminal (FAT) - Small / medium MDU | Per FAT | 220.93 | 220.93 | 220.93 | 220.93 | 220.93 | 220.93
Build Services / UFB | zI03.2 | Install Fibre Access Terminal (FAT) - Large MDU (48+ DP) | Per FAT | 582.92 | 582.92 | 582.92 | 582.92 | 582.92 | 582.92
Build Services / UFB | zI03.3 | Install Fibre Access Terminal (FAT) - External | Per FAT | 0 | 0 | 0 | 0 | 0 | 0
Build Services / UFB | zJ02 | – Design and Quote Completed - Customer Fibre Build Request Cancelled by the Customer after Quote Provided - CAT1 | Per Design | 0 | 0 | 0 | 0 | 0 | 0
Build Services / UFB | zJ02A | – Design and Quote Completed - Customer Fibre Build Request Cancelled by the Customer after Quote Provided - CAT2 | Per Design | 0 | 0 | 0 | 0 | 0 | 0
Build Services / UFB | zJ02B | – Design and Quote Completed - Customer Fibre Build Request Cancelled by the Customer after Quote Provided- CAT3 | Per Design | 0 | 0 | 0 | 0 | 0 | 0
Build Services / UFB | zJ02C | – Design and Quote Completed - Customer Fibre Build Request Cancelled by the Customer after Quote Provided- CAT4 | Per Design | 0 | 0 | 0 | 0 | 0 | 0
Build Services / UFB | zJ02D | – Design and Quote Completed – Inside Boundary Trenching Request Cancelled by the Customer after Quote Provided. | Per Design | 0 | 0 | 0 | 0 | 0 | 0
Build Services / UFB | zJ02E | – Design and Quote Completed – Network Relocation Request Cancelled by the Customer after Quote Provided. | Per Design | 0 | 0 | 0 | 0 | 0 | 0
Build Services / UFB | zJ02F | – Design and Quote Completed – Copper Network Extension / Augmentation Request Cancelled by the Customer after Quote Provided. | Per Design | 0 | 0 | 0 | 0 | 0 | 0
Build Services / UFB | zJ02G | – Design and Quote Completed – Demolition / Network Removal Request Cancelled by the Customer after Quote Provided. | Per Design | 0 | 0 | 0 | 0 | 0 | 0
Build Services / UFB | zJ02H | – Design and Quote Completed – Overhead to Underground (OHUG) Network Removal Request Cancelled by the Customer after Quote Provided. | Per Design | 0 | 0 | 0 | 0 | 0 | 0
NGA - SDU or ROW | ZNGA560A | NGA Aerial SDU Installation - Scope VPL Managed Job | each | 0 | 0 | 0 | 0 | 0 | 0
NGA - SDU or ROW | ZNGA560ABC | NGA Aerial SDU Installation - Scope, Build Connect Contractor manged job | each | 419.1 | 419.1 | 419.1 | 419.1 | 419.1 | 419.1
NGA - SDU or ROW | ZNGA560B | NGA Aerial SDU Installation - Build VPL Managed Job | each | 187.32 | 187.32 | 187.32 | 187.32 | 187.32 | 187.32
NGA - SDU or ROW | ZNGA560BC | NGA Aerial SDU Installation - Build, Connect Contractor manged job | each | 414.92 | 414.92 | 414.92 | 414.92 | 414.92 | 414.92
NGA - SDU or ROW | ZNGA560C | NGA Aerial SDU Installation - Connect VPL Managed Job | each | 205.64 | 205.64 | 205.64 | 205.64 | 205.64 | 205.64
NGA - SDU or ROW | ZNGA561A | NGA Haull SDU Installation - Scope VPL Managed Job | each | 0 | 0 | 0 | 0 | 0 | 0
NGA - SDU or ROW | ZNGA561ABC | NGA Haull SDU Installation - Scope, Build Connect Contractor manged job | each | 473.28 | 473.28 | 473.28 | 473.28 | 473.28 | 473.28
NGA - SDU or ROW | ZNGA561B | NGA Haull SDU Installation - Build VPL Managed Job | each | 194.94 | 194.94 | 194.94 | 194.94 | 194.94 | 194.94
NGA - SDU or ROW | ZNGA561BC | NGA Haull SDU Installation - Build, Connect Contractor manged job | each | 433.57 | 433.57 | 433.57 | 433.57 | 433.57 | 433.57
NGA - SDU or ROW | ZNGA561C | NGA Haull SDU Installation - Connect VPL Managed Job | each | 205.64 | 205.64 | 205.64 | 205.64 | 205.64 | 205.64
NGA - SDU or ROW | ZNGA562A | NGASurface Mount SDU Installation - Scope VPL Managed Job | each | 36.69 | 36.69 | 36.69 | 36.69 | 36.69 | 36.69
NGA - SDU or ROW | ZNGA562ABC | NGASurface Mount SDU Installation - Scope, Build Connect Contractor manged job | each | 538.4 | 538.4 | 538.4 | 538.4 | 538.4 | 538.4
NGA - SDU or ROW | ZNGA562B | NGASurface Mount SDU Installation - Build VPL Managed Job | each | 254.64 | 254.64 | 254.64 | 254.64 | 254.64 | 254.64
NGA - SDU or ROW | ZNGA562BC | NGASurface Mount SDU Installation - Build, Connect Contractor manged job | each | 498.69 | 498.69 | 498.69 | 498.69 | 498.69 | 498.69
NGA - SDU or ROW | ZNGA562C | NGASurface Mount SDU Installation - Connect VPL Managed Job | each | 205.64 | 205.64 | 205.64 | 205.64 | 205.64 | 205.64
NGA - SDU or ROW | ZNGA563A | NGAGrass trench SDU Installation - Scope VPL Managed Job | each | 0 | 0 | 0 | 0 | 0 | 0
NGA - SDU or ROW | ZNGA563ABC | NGAGrass trench SDU Installation - Scope, Build Connect Contractor manged job | each | 666.41 | 666.41 | 666.41 | 666.41 | 666.41 | 666.41
NGA - SDU or ROW | ZNGA563B | NGAGrass trench SDU Installation - Build VPL Managed Job | each | 383.5 | 383.5 | 383.5 | 383.5 | 383.5 | 383.5
NGA - SDU or ROW | ZNGA563BC | NGAGrass trench SDU Installation - Build, Connect Contractor manged job | each | 626.7 | 626.7 | 626.7 | 626.7 | 626.7 | 626.7
NGA - SDU or ROW | ZNGA563C | NGAGrass trench SDU Installation - Connect VPL Managed Job | each | 205.64 | 205.64 | 205.64 | 205.64 | 205.64 | 205.64
NGA - SDU or ROW | ZNGA564A | NGA Drill SDU Installation - Scope VPL Managed Job | each | 0 | 0 | 0 | 0 | 0 | 0
NGA - SDU or ROW | ZNGA564ABC | NGA Drill SDU Installation - Scope, Build Connect Contractor manged job | each | 921.4 | 921.4 | 921.4 | 921.4 | 921.4 | 921.4
NGA - SDU or ROW | ZNGA564B | NGA Drill SDU Installation - Build VPL Managed Job | each | 625.48 | 625.48 | 625.48 | 625.48 | 625.48 | 625.48
NGA - SDU or ROW | ZNGA564BC | NGA Drill SDU Installation - Build, Connect Contractor manged job | each | 881.69 | 881.69 | 881.69 | 881.69 | 881.69 | 881.69
NGA - SDU or ROW | ZNGA564C | NGA Drill SDU Installation - Connect VPL Managed Job | each | 205.64 | 205.64 | 205.64 | 205.64 | 205.64 | 205.64
NGA - SDU or ROW | ZNGA565A | NGA Concrete trench SDU Installation - Scope VPL Managed Job | each | 0 | 0 | 0 | 0 | 0 | 0
NGA - SDU or ROW | ZNGA565ABC | NGA Concrete trench SDU Installation - Scope, Build Connect Contractor manged job | each | 1066.82 | 1066.82 | 1066.82 | 1066.82 | 1066.82 | 1066.82
NGA - SDU or ROW | ZNGA565B | NGA Concrete trench SDU Installation - Build VPL Managed Job | each | 763.48 | 763.48 | 763.48 | 763.48 | 763.48 | 763.48
NGA - SDU or ROW | ZNGA565BC | NGA Concrete trench SDU Installation - Build, Connect Contractor manged job | each | 1027.11 | 1027.11 | 1027.11 | 1027.11 | 1027.11 | 1027.11
NGA - SDU or ROW | ZNGA565C | NGA Concrete trench SDU Installation - Connect VPL Managed Job | each | 205.64 | 205.64 | 205.64 | 205.64 | 205.64 | 205.64
Build Services / UFB | zR01A | R01E: Civil Mobilisation - up to 50mm | Per Meter | 178.46 | 178.46 | 178.46 | 178.46 | 178.46 | 178.46
Build Services / UFB | zR01B | R01E: Civil Mobilisation - 51m to 250m | Per Meter | 306.1 | 306.1 | 306.1 | 306.1 | 306.1 | 306.1
Build Services / UFB | zR01C | R01E: Civil Mobilisation - 251m to 500m | Per Meter | 510.02 | 510.02 | 510.02 | 510.02 | 510.02 | 510.02
Build Services / UFB | zR01D | R01E: Civil Mobilisation - 500m to 1000m | Per Meter | 763.89 | 763.89 | 763.89 | 763.89 | 763.89 | 763.89
Build Services / UFB | zR01E | R01E: Reinstatement Mobilisation | Per Meter | 152.64 | 152.64 | 152.64 | 152.64 | 152.64 | 152.64
Build Services / UFB | zS06E | Active Roadside Cabinet – Install Single Bay (with MUX) | Per Cabinet | 10771.83 | 10771.83 | 10771.83 | 10771.83 | 10771.83 | 10771.83
Build Services / UFB | zS06G | Active Roadside Cabinet – Install RBI Single Bay/Bullet (no MUX) | Per Cabinet | 4532.68 | 4532.68 | 4532.68 | 4532.68 | 4532.68 | 4532.68